## Introduction
Introduction This is a spreadsheet catalog of datasets and their associated characteristics, as identified in Phase 1 of the End-Use Load Data Update Project. Catalog of All Studies This sheet summarizes the individual studies that were identified through a web survey, the 2006 California Load Shape Upate Initiative and follow up interviews with industry contacts. The studies were classified based upon the general purpose of the study and type of data collected, as follows: Compilation Study (Compilation) - Studies that compiled primary interval data from other studies and used either DOE2 modeling or statistical modeling techniques to produce average load shapes. Load Research Studies (LRS) - Studies that utilized long term end use power metering to develop average end use load shapes. The samples were typically selected to define end uses at rate class level, with little or no customer specific data collected other than interval data. Evalution Studies (Evaluation) - Studies that primarily focused on evaluating savings impacts for energy efficieny measures or demand response programs. These studies were typically characterized by shorter term monitoring that only collected data related to specific program measures and participants. Many programs have had evaluations conducted over multiple program years; these are noted in the Catalog. Catalog by End-Use This sheet breaks down the Catalog by the end-use analysis groups defined in the project report, in order that users may sort by the end-use of interest to locate applicable studies. Prepared by KEMA Inc. Revised August 2009

## Catalog of All Studies
KEMA ID | Region | Name of Study | Study Type | Utility or Agency sponsoring | Study Completed | Study End-Date | Date Bins | Usability Rating | Residential | Non-Residential | Study Type Bin | Customer segment detail | End Use | End Use Bin | Measure detail | Sample size | Sample Size (N) | Sample Size Meter | Sponsor-level Sample Size Bin | Metered/Simulated | Usage or impact | First Name | Last Name | Email Address | Company | Duration of Study | Data collection Equipment | Time Granularity | Validation protocols? | Data Storage Medium | Accessibility | Accessibility Bin | Developed load shapes? | End-Use description | Equipment vintage | Equipment nameplate | Equipment hours | Units of production | Facility description | Facility sf | Facility hours | SIC/NAICS | # employees | Climate characteristics | Location | Other characteristics | Willing to share? | Additional comments
54 | South | AEC System Load Research Study | LRS | AEC | Yes | 2008 | 2006-Present | D | x |  | Res | Single-family; Multi-family; Mobile home/Manufactured Housing | Whole Building |  |  | 915 | 915 | 915 |  | Metered | Usage | David | Duda | david.duda@kema.com |  | Multi-year study | Commercial true power data logger | 15 minutes | No | MV90 | 2 |  | Yes | Yes | Don't know | Don't know | Don't know | Don't know | No | No | No | No | No | No | Don't know |  | Yes, could likely provide at no cost
228 | South | Electric Tankless Water Heater | LRS | Alabama Power Company | Yes | 2007 | 2006-Present | D | x |  | Res | Single-family | Whole Building |  |  |  |  | Blank |  | Metered | Usage | Wilbur | Johnson | WIDJOHNS@southernco.com | Alabama Power | 1 year of study |  |  |  | Excel data files | 3 |  | Yes | Yes | Yes | Yes | Yes | Yes | Don't know | Yes | Yes | Yes | Yes | Yes | Yes |  | No, the data belongs to someone else
73 | Midwest | Indiana Electric Water Heater Study | Evaluation | American Electric Power | Yes | 1986 | Pre-1990 | D | x |  | Res | Single-family | Water heating | DHW |  | 50 | 50 | 50 | 0-50 | Metered | Both | Alan | Graves | argraves@aep.com | American Electric Power | 1 year of study | Commercial true power data logger | 15 minutes | Don't know |  | 2 | 5 | No | Yes | Yes | Don't know | Don't know | Don't know | Don't know | Don't know | Don't know | Don't know | Don't know | Don't know | Don't know |  | No, the data belongs to someone else
59 | NW | Load Monitoring Project (LMP) | LRS | BC Hydro - LMP approved by BC Utilities Commission in 1991/2 | Yes | 2009 | 2006-Present | B | x |  | Res | Single-family | Appliances - kitchen, Whole Building |  |  | 20 | 20 | 20 |  | Metered | Both | Andy | Berrisford | andrew.berrisford@bchydro.com | BC Hydro | Multi-year study | Commercial true power data logger | 15 minutes | Yes |  | 1 Readily accessible |  | No | Yes | Yes | Yes | Yes | Don't know | No | No | No | No | No | No | Yes |  | Yes, could likely provide at no cost | The data has been collected for 15 years as the number of good end-use channels declined from ~400 to ~60 today. Not much use was made of the data for many years. The data were superficially analysed and reported on occasionally - every 5 years. During the past 2 years, the need for end-use data has prompted a deeper look at this data for specific end-uses - fridge, freezer, water heater. For these end-uses the data was cleaned and analyzed. The data for other end-uses has not been cleaned and may be useless. Data has been normalized and has time and day stamps.
72 | NW | Power Smart Residential End-use Study | LRS | BC Hydro - Power Smart | No | unknown | 2006-Present | IP | x |  | Res | Single-family; Multi-family; Mobile home/Manufactured Housing; Low income | Whole Building |  |  | >300 | 300 | 300 |  | Metered | Usage | Andy | Berrisford | andrew.berrisford@bchydro.com | BC Hydro | 1 year of study | Donâ€™t know | 15 minutes | Yes | Mainframe ADABAS | 5 Completely inaccessible |  | Yes | Yes | Yes | Don't know | No | No | No | No | No | No | No | No | No |  |  | This study is in the planning and piloting stage. We have tested suitable equipment in a single home, and will run a pilot on 3 homes during the summer of 2009. If successful, we intend implementing a large scale project in several hundred homes, hopefully starting in the fall of 2009
97 | Mid-Atlantic | Demand Response Infrasturcture Pilot Progam | Evaluation | BGE | Yes | 2007 | 2006-Present | B | x |  | Res | Single-family | HVAC - Cooling | HVAC |  | 188 | 188 | 188 | 151-250 | Metered | Both | Mary | Straub | mary.m.straub@bge.com | Baltimore Gas & Electric | Multi-year study | end-use meters | 15 minutes | Yes | depends. SAS, EXCEL, Direct output | 3 | 2 | Yes | No | No | No | No | No | No | No | No | No | No | No | No |  | Yes, could likely provide at no cost | A regression analysis was performed on the data so algebric equations are available to simulate impacts for adaptive algorithms simulating any cycling strategy. Our stategies were 30, 50, and 75%. I simulated a 100% strategy. I responded that data could possibly be provided at no cost. I truly do not know the answer, and would need to verify.
100 | Mid-Atlantic | Water Heater and Res AC studies that supported the PJM collaborative evaluation that RLW performed. Also Commercial AC | Evaluation | BGE | Yes |  |  | B | x |  | Res | Single-family | HVAC - Cooling | HVAC |  | 100 | 100 | 100 | 51-150 | Metered | Both | Mary | Straub | mary.m.straub@bge.com | Baltimore Gas & Electric | 1 year of study | AMI meter | 30 minutes | Yes | SQL server files | 1 Readily accessible | 3 | Yes | No | No | Yes | No | No | No | No | No | No | No | No | Yes |  | Yes, could likely provide at no cost | for the AC programs, regression models were employed, such that a estimated load reduction can be arrived at by plugging in an expected temperature. The Water heater estimates were arrived at by a comparison of means.
48 | NW | End-Use Load and Conservation Assessment Program (ELCAP) | LRS | Bonneville Power Administration | Yes | 1990 | Pre-1990 | B | x |  | Res | Single-family; Multi-family; MCS and RSDP homes | Water heating, HVAC - Cooling, HVAC - Heating, Lighting interior, Lighting exterior, Plug Load, HVAC - Fan Energy, HVAC - Other, HVAC - VentilationWhole Building |  |  | 390 | 390 | 390 |  | Metered | Usage | Bill | Sandusky | bill.sandusky@pnl.gov | Pacific Northwest National Lab | Multi-year study | Commercial true power data logger | 15 minutes | Yes | SAS dataset | 1 Readily accessible |  | Yes | Yes | Yes | No | Yes | Don't know | Yes | Yes | No | No | No | Yes | Yes |  | Yes, could likely provide at no cost | Much of the data is characterized by building type. Numerous reports that summarize the data are available.
310 | NW | Multifamily Metering Study | LRS | Bonneville Power Administration | Yes | 1994 | 1990-1995 | D | x |  | Res | Multi-family | Lighting, appliances and receptacle | Lighting |  | 84 | 84 | 84 | 51-150 | Metered | Both | Marc | Schuldt | Mschuldt@sbwconsulting.com | SBW Consulting | Less than 6 months of study |  | 60 minutes | Yes |  | 1 Readily accessible | 4 | No | Yes | No | Yes | Yes | No | Yes | Yes | Yes | No | No | Yes | Yes |  | Yes, could likely provide at no cost | The study included 84 housing units (individually metered)in 10 multifamily buildings. This included five matched pairs of building with and without the energy cose. All new construction.
553 | NW | Limited Hourly Metering Pilot | Evaluation | Bonneville Power Administration | Yes | 2006 | 2006-Present | D | x | x | Both | library, hotel, bank and single family homes (100) | HVAC - Cooling, Water heating | HVAC | Direct load control | 104 | 104 | 104 | 51-150 | Both | Impact | Ottie | Naburs |  |  | 1 year study | Don't know | 15 minutes | Yes | MS Access | 2 | 2 | Yes | Don't know | Don't know | Don't know | Don't know | Don't know | Don't know | Don't know | Don't know | Don't know | Don't know | Don't know | Don't know | Don't know | Yes, could likely provide at no cost | Did develop some load shapes for the hotel
221 | NE | Municipal Impact Study | Evaluation | Cape Light Compact | Yes | 2004 | 2001-2005 | B |  | x | Non-Res | Commercial | Lighting - Interior | Lighting |  | 111 | 111 | 111 | 51-150 | Metered |  | David | Duda | david.duda@kema.com |  | Don't know | Donâ€™t know | Don't know | Don't know |  |  |  |  | Don't know | Don't know | Don't know | Don't know | Don't know | Don't know | Don't know | Don't know | Don't know | Don't know | Don't know | Don't know
360 | CA | California Residential Appliance Saturation Survey (RASS) | LRS | CEC | Yes | 2003 | 2001-2005 | B | x |  | Res |  | HVAC - Cooling | HVAC | Cooling | Between 184 and 195 sites | 190 | 190 | 151-250 | Unweighted average | Usage | Glen Sharp (CEC) / Wendy Tobiasson (KEMA) |  | gsharp@energy.state.ca.us | KEMA | [18 empty] | Yes | "Statewide", defined as the service territories of Pacific Gas and Electric (PG&E), Southern California Edison (SCE), Southern California Gas Company (SoCalGas), Los Angeles Department of Water and Power (LADWP), and San Diego Gas & Electric (SDG&E). |  |  | Metering was performed in 4 phases. For phase 1, data was collected hourly. For the other phases, data was collected at 15-min intervals. There are some problems with logger tracking and sites that stayed at 1 hr intervals when they were supposed to collect 15 min data.
459 | CA | Inventory of CEC Forecast Load Shapes - Other Sectors (Agriculture and Water Pumping, Transportation and Communications, Street Lighting) | Compilation | CEC | Yes | n/a |  | D |  | x | Non-Res | Other (e.g. postal, motor freight, crops) | Miscellaneous |  | Railroads |  |  | Blank |  |  | Usage |  |  |  | CEC Demand Analysis Office and various other sources (see notes.) | [7 empty] | Yes | [14 empty] | The CEC is in the process of updating its 24 hour load shapes. The 24 hour load shapes currently in use come from three main efforts: (1) Load shapes estimated for the original Peak Model (since replaced by the HELM model), from a variety of sources, inc
508 | CA | Inventory of CEC Forecast Load Shapes - Commercial | Compilation | CEC | Yes | n/a |  | D |  | x | Non-Res | Commercial | Water heating |  | Domestic Hot Water |  |  | Blank |  |  | Usage |  |  |  | CEC Demand Analysis Office and various other sources (see notes.) | [7 empty] | Yes | [5 empty] | Small Office, Large Office, Retail, Restaurant, Food Store, Refrigerated Warehouse, Non-refrigerated Warehouse, School, College, Hospital, Hotel/Motel, Miscellaneous | [8 empty] | The CEC is in the process of updating its 24 hour load shapes. The 24 hour load shapes currently in use come from three main efforts: (1) Load shapes estimated for the original Peak Model (since replaced by the HELM model), from a variety of sources, inc
509 | CA | California Commercial End Use Survey (CEUS) | Compilation | CEC | Yes | 2002 | 2001-2005 | B |  | x | Non-Res |  | Water heating |  | Hot Water | 2,800 surveys conducted. About 500 with whole premise interval data. About 500 with enduse loggers. Some overlap between the interval data and the logger data. | 2800 | 2800 |  | Billing / Interval / Simulations | Usage | Mark Ciminelli |  | mciminel@energy.state.ca.us | Itron, Inc. | [13 empty] | Small Office, Large Office, Restaurant, Retail, Food Store, Refrigerated Warehouse, Unrefrigerated Warehouse, School, College, Health, Lodging, Miscellaneous. |  |  |  |  | Yes | "Statewide", defined as the service territories of PG&E, SCE, SoCal Gas, SDG&E, SMUD. |  |  | Due to confidentiality restrictions, the CEC cannot make data available other than what is in the published reports. These data can be obtained from the respective utilities.
513 | CA | Inventory of CEC Forecast Load Shapes - Residential | Compilation | CEC | Yes | n/a |  | D | x |  | Res |  | Water heating |  | Water Heater (single family) |  |  | Blank |  |  | Usage |  |  |  | CEC Demand Analysis Office and various other sources (see notes.) | [7 empty] | Yes | [14 empty] | The CEC is in the process of updating its 24 hour load shapes. The 24 hour load shapes currently in use come from three main efforts: (1) Load shapes estimated for the original Peak Model (since replaced by the HELM model), from a variety of sources, inc
522 | CA | Inventory of CEC Forecast Load Shapes - Industrial | Compilation | CEC | Yes | n/a |  | D |  | x | Non-Res | Industrial | Industrial - Process |  | -N/A- |  |  | Blank |  |  | Usage |  |  |  | CEC Demand Analysis Office and various other sources (see notes.) | [7 empty] | Yes | [5 empty] | Industrial Groupings: Oil and Gas Extraction, Mining, Construction, Food and Beverage, Food Processing, Textile Mills, Textile Products, Apparel, Logging and Wood Products, Paper Manufacturing, Pulp, Paper, and Paperboard Mills, Printing, Petroleum and C | [8 empty] | The CEC is in the process of updating its 24 hour load shapes. The 24 hour load shapes currently in use come from three main efforts: (1) Load shapes estimated for the original Peak Model (since replaced by the HELM model), from a variety of sources, inc
523 | CA | DEER 2001 | Compilation | CEC | Yes | 2001 | 2001-2005 | A | x | x | Both | Residential, comm, industrial | [5 empty] | Blank |  | DOE 2.1e and Engineering Algorithms | Impact |  |  |  | KEMA | [7 empty] | Yes
524 | CA | California Industrial End Use Survey (IEUS) - In progress | Compilation | CEC | No | 2007 | 2006-Present | D | x |  | Res | [6 empty] | Blank | [6 empty] | KEMA | [22 empty] | Study currently in progress.
545 | CA | Residential Plug Load Study | LRS | CEC | Yes | 2007 | 2006-Present | A | x |  | Res |  | Plug Load | Appliances | TVs, set top boxes (TiVos, DVRs), computers | 50 | 50 | 50 | 0-50 | Metered | Usage | Chris | Calwell |  |  | Less than 2 months of study | True power data |  |  | SAS and Excel | [17 empty] | Project involved 300 surveys, 75 site visits, over 1300 products that were metered. Included case study of plug loads in small offices - 15 sites
23 | NE | Municipal Impact Study 2006 | Evaluation - Multiyear | CL&P | Yes | 2006 | 2006-Present | B |  | x | Non-Res | Commercial; Industrial; Government | Motors - Drives | Motors |  | 7 | 7 | 7 | 0-50 | Metered | Both | David | Duda | david.duda@kema.com |  | Multi-year study | Donâ€™t know | 15 minutes | Yes | SAS dataset | 1 Readily accessible | 1 | Yes | No | No | No | No | No | No | No | No | No | No | No | Yes |  | Yes, could likely provide at no cost
105 | Midwest | Dehumidifier Study | LRS | Consumer Powers | Yes | 1982 | Pre-1990 | D | x |  | Res | Single-family | Dehumidifier | Appliances |  | 50 | 50 | 50 | 0-50 | Metered |  | David | Duda | david.duda@kema.com |  | Less than 1 year of study | plug-in kwh submeter | 15 minutes | Yes |  | 5 Completely inaccessible | 5 | No | Don't know | Don't know | Don't know | Don't know | Don't know | Don't know | Don't know | Don't know | Don't know | Don't know | Don't know | Don't know
103 | Midwest | Clothes Washer and Electric Clothes Dryer Study | LRS | Consumers Power | Yes | 1983 | Pre-1990 | D | x |  | Res | Single-family | Appliances - Laundry | Appliances |  | 80 | 80 | 80 | 51-150 | Metered |  | David | Duda | david.duda@kema.com |  | 1 year of study | pulse meter and survey recorder | 15 minutes | Yes |  | 5 Completely inaccessible | 5 | No | Don't know | Don't know | Don't know | Don't know | Don't know | Don't know | Don't know | Don't know | Don't know | Don't know | Don't know | Don't know
104 | Midwest | Electric Range/Microwave Oven Study | LRS | Consumers Power | Yes | 1982 | Pre-1990 | D | x |  | Res | Single-family | Appliances - Kitchen | Appliances |  | 59 | 59 | 59 | 51-150 | Metered |  | David | Duda | david.duda@kema.com |  | Less than 1 year of study | kwh submeter | 15 minutes | Yes |  | 5 Completely inaccessible | 5 | No | Don't know | Don't know | Don't know | Don't know | Don't know | Don't know | Don't know | Don't know | Don't know | Don't know | Don't know | Don't know
106 | Midwest | Freezer Study | LRS | Consumers Power | Yes | 1981 | Pre-1990 | D | x |  | Res | Single-family | Refrigeration | Appliances | Freezer | 36 | 36 | 36 | 0-50 | Metered | Usage | David | Duda | david.duda@kema.com |  | Less than 1 year of study | kwh submeters | 15 minutes | Don't know |  | 5 Completely inaccessible | 5 | No | Don't know | Don't know | Don't know | Don't know | Don't know | Don't know | Don't know | Don't know | Don't know | Don't know | Don't know | Don't know
107 | Midwest | Microwave Ovens Study | LRS | Consumers Power | Yes | 1978 | Pre-1990 | D | x |  | Res | Single-family | Microwave | Appliances |  | 33 | 33 | 33 | 0-50 | Metered | Impact | David | Duda | david.duda@kema.com |  | Don't know | lighting logger | Don't know | Don't know |  |  | 5 |  | Don't know | Don't know | Don't know | Don't know | Don't know | Don't know | Don't know | Don't know | Don't know | Don't know | Don't know | Don't know
102 | Midwest | Frost-Free Refrigerator Study | LRS | Consumers Power Company | Yes | 1984 | Pre-1990 | D | x |  | Res | Single-family | Appliances - Refrigerators | Appliances |  | 35 | 35 | 35 | 0-50 | Metered | Usage | David | Duda | david.duda@kema.com |  | 1 year of study | pulse meter and survey recorder | 15 minutes | Yes |  | 5 Completely inaccessible | 5 | No | Don't know | Don't know | Yes | Don't know | Don't know | Don't know | Don't know | Don't know | Don't know | Don't know | Don't know | Don't know
525 | CA | DEER 2004-5 Database Update | Compilation | CPUC | Yes | 2005 | 2001-2005 | A | x | x | Both | Residential, comm, industrial | [5 empty] | Blank |  | DOE2.2 simulations | Impact |  |  |  | Itron / KEMA / JJHirsch | [7 empty] | Yes
526 | CA | DEER 2004-5 MAS Tool | Compilation | CPUC | Yes | 2005 | 2001-2005 | A | x | x | Both | Residential, comm, industrial | [5 empty] | Blank |  | DOE2.2 simulations | Usage |  |  |  | JJHirsch | [7 empty] | Yes
101 | Mid-Atlantic | Critical Peak Pricing Pilot | LRS | Dominion | No | 2009 | 2006-Present | D | x |  | Res | Single-family | Whole Building |  |  | 670 | 670 | 670 |  | Metered | Usage | Kathy | Johnson | Kathy.W.Johnson@dom.com | Dominion VA Power | 1 year of study | plug in kilowatt submeter | 15 minutes | Yes |  | 5 Completely inaccessible |  | No | Don't know | Yes | Yes | Yes | Don't know | Don't know | Don't know | Don't know | Don't know | Don't know | Don't know | Don't know |  |  | Pilot to study customer response to CPP rate structure and temperature offset on thermostat. Initial reports are submitted to SCC. Willing to share public data.
146 | NE | Efficiency Maine Residential Lighting Impact Study | Evaluation | Efficiency Maine | Yes | 2007 | 2006-Present | B | x |  | Res | Single-family | Lighting - Interior | Lighting |  | 153 | 153 | 153 | 151-250 | Metered | Usage | David | Duda | david.duda@kema.com |  | Don't know | Lighting Loggers | Don't know | Don't know |  |  |  |  | Don't know | Don't know | Don't know | Don't know | Don't know | Don't know | Don't know | Don't know | Don't know | Don't know | Don't know | Don't know
152 | NE | Efficiency Maine Low Income Light and Appliance Impact Study | Evaluation | Efficiency Maine | Yes | 2007 | 2006-Present | B | x |  | Res | Low income | Lighting - Interior, Appliances - Kitchen |  | Lighting and refrigerator | 188 | 188 | 188 | 151-250 | Metered | Impact | David | Duda | david.duda@kema.com |  | 1 year | Lighting Loggers | 15 minute | Don't know |  |  |  |  | Don't know | Don't know | Don't know | Don't know | Don't know | Don't know | Don't know | Don't know | Don't know | Don't know | Don't know | Don't know |  |  | Gathered data from 2006 until 2007, 15 minute refrigerator and lighting use data for 40 low income homes
2 | NW | Solar Pool Heater | Evaluation | Energy Trust of Oregon | Yes | 2000 | 1996-2000 | D | x |  | Res | Single-family | Solar pool Heat | Other |  |  |  | Blank | Blank | Modeled/simulated | Impact | Dave | Robison | drobison@ezsim.com | Stellar Processes | 1 year of study | not applicable. Used simulation on total load | 15 minutes | Yes | SurveyAnswerTextNull | 2 | 2 | No | No | No | No | No | No | No | Yes | No | No | No | No | No |  | No | based on F-chsrt simulationapplies to gas pool heating, electric is not utilized
96 | Other | Center for Electric End Use Data | Compilation | EPRI, participating utilities | Yes | 1998 |  | D | x |  | Res | Single-family; Multi-family; Mobile home/Manufactured Housing | Whole Building |  |  | various |  | Blank |  | Both | Usage | Craig | Williamson | cwilliamson@energy-insights.com | Energy Insights | Less than 6 months of study | utility end-use meter | 5 minutes | Yes | depends on what data is required.can be flat or SAS or EXCEL | 2 |  | Yes | No | No | No | No | No | No | No | No | No | No | No | No |  | Yes, could likely provide at no cost | THese data were contributed to EPRI as part of the Center for Electric End Use Data (CEED) in the 1980s and 1990s. There is a lot of data from several parts of the country, mostly residential but some commercial. SOme of the data is easily accessible as SAS datasets that I have online, but some is on CDs, and the most inaccessible data is on mainframe magnetic tapes, which are not likely to be recoverable. For most of the data, there are survey responses as well. We used the data to create modeled residential 8,760-hour load shapes with 12 end uses, by region and housing type, based on normal weather. We also have Commercial prototype modeled 8,760-hour load shapes, created using a hybrid of DOE-2 and the CEED data, for 52 building types, each with 10 end uses.
486 | CA | eShapes - Industrial | Compilation | Itron | Yes | n/a |  | C |  | x | Non-Res | Industrial | Process |  | Process Heating | n/a |  | Blank |  | Prototype buildings, doe-2 for weather sensitive loads, calibrated to several enduse studies. Hot water and lighting based on proprietary algorithms. | Usage | David Hannah / Kris Miller |  | Dave.Hanna@itron.com | Itron | [7 empty] | Yes | [5 empty] | INDUSTRIAL - Food & Kindred Products, Tobacco Products, Textile Mill Products, Apparel & Other Textile Products, Lumber & Wood Products, Furnitures & Fixtures, Paper & Allied Products, Printing & Publishing, Chemicals & Allied Products, Petroleum & Coal P |  |  |  |  | Normal weather: http://doe2.com/Download/Weather/TMY2/ |  |  |  | Itron's eShapes are based on prototype buildings and can be run for any of 240 weather stations.
517 | CA | eShapes - Residential | Compilation | Itron | Yes | n/a |  | C | x |  | Res |  | Water heating |  | Electric Water Heater | n/a |  | Blank |  | Prototype buildings, doe-2 for weather sensitive loads, calibrated to several enduse studies. Hot water and lighting based on proprietary algorithms. | Usage | David Hannah / Kris Miller |  | Dave.Hanna@itron.com | Itron |  |  |  |  | Excel, MS Access |  |  | Yes | [5 empty] | RESIDENTIAL - Single-Family, Multi-Family |  |  |  |  | Normal weather: http://doe2.com/Download/Weather/TMY2/ | CA 4480 Los Angeles-Long Beach, CA,CA 5775 Oakland, CA,CA 5945 Orange County, CA,CA 6780 Riverside-San Bernardino, CA,CA 6920 Sacramento, CA,CA 7320 San Diego, CA,CA 7360 San Francisco, CA,CA 7400 San Jose, CA,CA 9906 Non-MSA, CA, |  |  | Itron's eShapes are based on prototype buildings and can be run for any of 240 weather stations.
518 | CA | eShapes - Commercial | Compilation | Itron | Yes | n/a |  | C |  | x | Non-Res | Commercial | Water heating |  | Electric Water Heater | n/a |  | Blank |  | Prototype buildings, doe-2 for weather sensitive loads, calibrated to several enduse studies. Hot water and lighting based on proprietary algorithms. | Usage | David Hannah / Kris Miller |  | Dave.Hanna@itron.com | Itron |  |  |  |  | Excel, MS Access |  |  | Yes | [5 empty] | COMMERCIAL - Office (Sml, Med, Lge), Retail (Sml, Lge), Restaurant (1, 2, 3-meals), Fast Food (1, 2, 3-meals), Grocery, Convenience, Warehouse (Refrig, Non-Refrigerated), School, College, Hospital, Nursing Home, Hotel, Motel, Religious Worship, Pulbic Ass |  |  |  |  | Normal weather: http://doe2.com/Download/Weather/TMY2/ | CA Daggett, HDD 1918.5 CDD 3004.5,CA Fresno, CA HDD 2418 CDD 1963.5,CA Long Beach, CA HDD 1197.5 CDD 1151,CA Los Angeles, CA HDD 1244 CDD 649,CA Redding, CA HDD 2657 CDD 1787,CA Sacramento, CA HDD 2640.5 CDD 1210.5,CA San Diego, CA HDD 1025 CDD 840.5,CA S |  |  | Itron's eShapes are based on prototype buildings and can be run for any of 240 weather stations.
494 | CA | LBL End-Use Disaggregation Algorithm (EDA) | Compilation | LBL | Yes | 0 | 1990-1995 | D |  | x | Non-Res |  | Refrigeration |  | refrigeration |  |  | Blank |  |  | Usage | Hashem Akbari |  | H_ Akbari@ LBL. gov | LBL | [22 empty] | This algorithm uses premise load research data as an input and disaggregates it into enduses. Akbari, H., et al., 1993. "Measured Commercial Load Shapes and Energy-Use Intensities and Validation of the LBL End-Use Disaggregation Algorithm", LBL-21193, Ja
25 | Midwest | General Load Research Program | LRS | MidAmerican Energy Company | Yes | 0 |  | D | x |  | Res | Single-family; Multi-family; Mobile home/Manufactured Housing; Low income | Whole Building |  |  | 410 | 410 | 410 |  | Metered | Usage | Martha | Bakeris | MHBakeris@midamerican.com | MidAmerican Energy Holdings Company | Multi-year study | Custom data logger | 60 minutes | Yes | SQL server files | 2 |  | Yes | Yes | No | No | Yes | No | Yes | Yes | Yes | Yes | Don't know | Yes | Yes |  | Yes, could provide for a fee
203 | NE | EI and C&I Lighting Impact Study | Evaluation - Multiyear | National Grid | Yes | 2000 | 1996-2000 | B |  | x | Non-Res | Commercial; Industrial | Lighting - Interior | Lighting |  | 60 | 60 | 60 | 51-150 | Metered | Impact | David | Duda | david.duda@kema.com |  | Don't know | Lighting Loggers | Don't know | Don't know |  |  |  |  | Don't know | Don't know | Don't know | Don't know | Don't know | Don't know | Don't know | Don't know | Don't know | Don't know | Don't know | Don't know
205 | NE | Design2000 Plus Lighting Study | Evaluation - Multiyear | National Grid | Yes | 2008 | 2006-Present | B |  | x | Non-Res | Commercial; Industrial | Lighting - Interior | Lighting |  | 241 | 241 | 241 | 151-250 | Metered |  | David | Duda | david.duda@kema.com |  | Don't know | Lighting Loggers | Don't know | Don't know |  |  |  |  | Don't know | Don't know | Don't know | Don't know | Don't know | Don't know | Don't know | Don't know | Don't know | Don't know | Don't know | Don't know
206 | NE | Custom lighting Impact Study | Evaluation | National Grid | Yes | 2007 | 2006-Present | B |  | x | Non-Res | Commercial; Industrial | Lighting - Interior | Lighting |  | 10 | 10 | 10 | 0-50 | Metered | Impact | David | Duda | david.duda@kema.com |  | Don't know | Current loggers, power loggers, temperature loggers, TOU | Don't know | Don't know |  |  |  |  | Don't know | Don't know | Don't know | Don't know | Don't know | Don't know | Don't know | Don't know | Don't know | Don't know | Don't know | Don't know
207 | NE | Custom HVAC Impact Study | Evaluation | National Grid | Yes | 2008 | 2006-Present | B |  | x | Non-Res | Commercial; Industrial | HVAC - Other | HVAC |  | 11 | 11 | 11 | 0-50 | Metered | Impact | David | Duda | david.duda@kema.com |  | Don't know | Spot Power and Lighting Loggers | Don't know | Don't know |  |  |  |  | Don't know | Don't know | Don't know | Don't know | Don't know | Don't know | Don't know | Don't know | Don't know | Don't know | Don't know | Don't know
208 | NE | Lighting Controls Impact Study | Evaluation | National Grid | Yes | 2007 | 2006-Present | B |  | x | Non-Res | Commercial; Industrial | Lighting Controls | Lighting Controls |  | 40 | 40 | 40 | 0-50 | Metered | Impact | David | Duda | david.duda@kema.com |  | Don't know | Spot Power, TOU lighting loggers, power measurement | Don't know | Don't know |  |  |  |  | Don't know | Don't know | Don't know | Don't know | Don't know | Don't know | Don't know | Don't know | Don't know | Don't know | Don't know | Don't know
212 | NE | SBS Custom Impact | Evaluation - Multiyear | National Grid | Yes | 2006 | 2006-Present | B |  | x | Non-Res | Commercial | HVAC - Other, Lighting, Motors - Drives, Refrigeration |  |  | 130 | 130 | 130 | 100-150 | Metered | Impact | David | Duda | david.duda@kema.com |  | Don't know | TOU lighting loggers, current loggers, power recorders | Don't know | Don't know |  |  |  |  | Don't know | Don't know | Don't know | Don't know | Don't know | Don't know | Don't know | Don't know | Don't know | Don't know | Don't know | Don't know
213 | NE | EI & Design2000 Plus Lighting Impact Study | Evaluation - Multiyear | National Grid | Yes | 2005 | 2001-2005 | B |  | x | Non-Res | Commercial; Industrial | Lighting - Interior | Lighting |  | 11 | 11 | 11 | 0-50 | Metered | Impact | David | Duda | david.duda@kema.com |  | Don't know | Power and Current loggers | Don't know | Don't know |  |  |  |  | Don't know | Don't know | Don't know | Don't know | Don't know | Don't know | Don't know | Don't know | Don't know | Don't know | Don't know | Don't know
214 | NE | Small C&I Unitary HVAC Pilot Impact Study | Evaluation | National Grid | Yes | 2003 | 2001-2005 | B |  | x | Non-Res | Commercial; Industrial | HVAC Unitary | HVAC | HVAC tune-up measure | 20 | 20 | 20 | 0-50 | Metered | Both | David | Duda | david.duda@kema.com |  | 4 months | TOU lighting loggers | Don't know | Don't know |  |  |  |  | Don't know | Don't know | Don't know | Don't know | Don't know | Don't know | Don't know | Don't know | Don't know | Don't know | Don't know | Don't know |  |  | Unitary HVAC tune-up pilot program involved pre- and post- tune up metering of 20 sites. Tune-ups conducted July 25 - August 4, during hottest part of cooling season. Metering periods included 48 to 66 days pre-tune-up and from 52 - 61 days post - tune-up times. All metering equipment installed by June 11 and removed by Sept 25. Average metering time for all sites was 16 weeks.
222 | NE | Residential AC Impact Study | Evaluation | National Grid | Yes | 2008 | 2006-Present | B | x |  | Res | Single-family | HVAC - Cooling | HVAC |  | 93 | 93 | 93 | 51-150 | Metered | Both | David | Duda | david.duda@kema.com |  | Multi-year study | Synergistic Data Loggers | Less than 5 minutes | Yes | MS Access data files | 1 Readily accessible |  | Yes | Yes | Yes | Yes | Yes | Don't know | Yes | Yes | Yes | Don't know | Don't know | Yes | Yes |  | Yes, could likely provide at no cost | Impact study of Energy Star rebated room AC units through the New England region. Used plug meters to measure power of AC units and regression models to develop normalized operating profles for room AC units at 93 sites.
139 | NE | NH Lighting Impact Study | Evaluation | NGRID | Yes | 2003 | 2001-2005 | B | x |  | Res | Single-family | Lighting - Interior | Lighting |  | 43 | 43 | 43 | 0-50 | Metered | Impact | David | Duda | david.duda@kema.com |  | Don't know | TOU Lighting Loggers | Don't know | Don't know |  |  |  |  | Don't know | Don't know | Don't know | Don't know | Don't know | Don't know | Don't know | Don't know | Don't know | Don't know | Don't know | Don't know
216 | NE | NH Small Business Lighting Study | Evaluation | NH Electric Coop | Yes | 2004 | 2001-2005 | B |  | x | Non-Res | Commercial | Lighting - Interior | Lighting |  | 100 | 100 | 100 | 51-150 | Metered |  | David | Duda | david.duda@kema.com |  | Don't know | TOU lighting occupancy loggers | Don't know | Don't know |  |  |  |  | Don't know | Don't know | Don't know | Don't know | Don't know | Don't know | Don't know | Don't know | Don't know | Don't know | Don't know | Don't know
132 | NW | Ductless Heat Pump Pilot | Evaluation | Northwest Energy Efficiency Alliance | No | 2012 | 2006-Present | IP | x |  | Res | Electric heating only; Single-family | Whole Building |  |  | 120 | 120 | 120 |  | Metered | Both | Jeff | Harris | JHarris@nwalliance.org | NEEA | Multi-year study | whole house billing, lighting data loggers | lighting integrated hours of operation, monthly billing analysis | Yes |  | 3 |  | Yes | Yes | Yes | Yes | Yes | Yes | Yes | Yes | Don't know | Don't know | Don't know | Yes | Yes |  | Yes, could likely provide at no cost | This project is just getting started. Data will be available beginning in fall of 2010
136 | NW | Distribution Efficiency Initiative | LRS | Northwest Energy Efficiency Alliance | Yes | 2006 | 2006-Present | D | x |  | Res | Single-family | Whole Building |  |  | 489 | 489 | 489 |  | Metered |  | Jeff | Harris | JHarris@nwalliance.org | NEEA | Don't know | TOU Lighting Logger | Don't know | Don't know |  |  |  |  | Don't know | Don't know | Don't know | Don't know | Don't know | Don't know | Don't know | Don't know | Don't know | Don't know | Don't know | Don't know |  |  | The data set need some significant analysis work to get into useable form
135 | NW | ENERGY STAR Homes NW Impact Evaluation | Evaluation - Multiyear | Northwest Energy Efficiency Alliances | No | 2009 | 2006-Present | IP | x |  | Res | Single-family; New Construction | Whole Building |  |  | 350 | 350 | 350 |  | Both | Usage | Jeff | Harris | JHarris@nwalliance.org | NEEA | Multi-year study | Whole house inteval metering | 15 minutes | Yes |  | 3 |  | No | Yes | Yes | Yes | No | No | Yes | Yes | Yes | Don't know | Don't know | Yes | Yes |  | Yes, could likely provide at no cost | Modeled end use consumption calibrated to whole building energy use and actual building and equipment characteristices; subsample lighting logger hours of operation and lighting equipment survey.
145 | NE | MA, RI and VT Residential Lighting Impact 2005 | Evaluation - Multiyear | NSTAR Electric | Yes | 2005 | 2001-2005 | B | x |  | Res | Single-family | Lighting - Interior | Lighting |  | 318 | 318 | 318 | 251-700 | Metered | Impact | David | Duda | david.duda@kema.com |  | Don't know | Lighting Loggers | Don't know | Don't know |  |  |  |  | Don't know | Don't know | Don't know | Don't know | Don't know | Don't know | Don't know | Don't know | Don't know | Don't know | Don't know | Don't know
166 | NE | BSCS Lighting Impact Study | Evaluation - Multiyear | NSTAR Electric | No | 2009 | 2006-Present | B |  | x | Non-Res | C&I | Lighting - Interior | Lighting |  | 286 | 286 | 286 | 251-700 | Metered | Impact | David | Duda | david.duda@kema.com |  | Don't know | TOU and Power Monitoring | Don't know | Don't know |  |  |  |  | Don't know | Don't know | Don't know | Don't know | Don't know | Don't know | Don't know | Don't know | Don't know | Don't know | Don't know | Don't know
172 | NE | BSCS Non-Lighting M&V Impact Study | Evaluation - Multiyear | NSTAR Electric | Yes | 2008 | 2006-Present | B |  | x | Non-Res | Commercial; Industrial | Refrigeration | Refrigeration |  | 3 | 3 | 3 | 0-50 | Metered | Impact | David | Duda | david.duda@kema.com |  | Don't know | TOU and Power Monitoring | Don't know | Don't know |  |  |  |  | Don't know | Don't know | Don't know | Don't know | Don't know | Don't know | Don't know | Don't know | Don't know | Don't know | Don't know | Don't know
178 | NE | BSCS Impact Study | Evaluation - Multiyear | NSTAR Electric | Yes | 2007 | 2006-Present | B |  | x | Non-Res | Commercial; Industrial | Compressed Air, HVAC - Cooling, HVAC - Other, Industrial Process, Lighting, Motors, Refrigeration |  |  | 40 | 40 | 40 | 0-50 | Metered | Impact | David | Duda | david.duda@kema.com |  | 1- 2 months | TOU lighting loggers, power monitoring | Meets ISO-NE FCM criteria | Yes |  |  |  |  | Don't know | Don't know | Don't know | Don't know | Don't know | Don't know | Don't know | Don't know | Don't know | Don't know | Don't know | Don't know |  |  | 4-7 weeks of monitoring during shoulder months (Sept/Oct 2007). Many sites had custom measures, including control measures. Load shapes are customer specific. Data collected was high quality and meets all technical criteria for ISO-NE FCM.
181 | NE | SBS Impact Study | Evaluation - Multiyear | NSTAR Electric | Yes | 2005 | 2001-2005 | B |  | x | Non-Res | Commercial | Other | Other |  | 6 | 6 | 6 | 0-50 | Metered | Impact | David | Duda | david.duda@kema.com |  | Don't know | TOU, Electric Current Loggers, Multi-Channel 3 phase power loggers | Don't know | Don't know |  |  |  |  | Don't know | Don't know | Don't know | Don't know | Don't know | Don't know | Don't know | Don't know | Don't know | Don't know | Don't know | Don't know
185 | NE | Custom Services (CS) Impact Study | Evaluation - Multiyear | NSTAR Electric | Yes | 2004 | 2001-2005 | B |  | x | Non-Res | Commercial; Industrial | Compressed Air, HVAC - Other, HVAC - Cooling, Lighting, Motors - Drives, Refrigeration |  | VSD air compressors and inudstrial processes | 15 | 15 | 15 | 0-50 | Metered | Impact | David | Duda | david.duda@kema.com |  | Don't know | TOU Loggers | Don't know | Don't know |  |  |  |  | Don't know | Don't know | Don't know | Don't know | Don't know | Don't know | Don't know | Don't know | Don't know | Don't know | Don't know | Don't know
187 | NE | SBS Impact Study - Lighting and Cooler Controls | Evaluation - Multiyear | NSTAR Electric | Yes | 2003 | 2001-2005 | B |  | x | Non-Res | Commercial | Lighting, Refrigeration |  |  | 5 | 5 | 5 | 0-50 | Metered | Impact | David | Duda | david.duda@kema.com |  | Don't know | TOU, current/motor loggers, clamp-on, multi channel 3 phase power loggers | Don't know | Don't know |  |  |  |  | Don't know | Don't know | Don't know | Don't know | Don't know | Don't know | Don't know | Don't know | Don't know | Don't know | Don't know | Don't know
194 | NE | C & I Retrofit Impact Study | Evaluation - Multiyear | NSTAR Electric | Yes | 2003 | 2001-2005 | B |  | x | Non-Res | Commercial; Industrial | Compressed Air, HVAC - Other, HVAC - Cooling, Lighting, Motors - Drives, Refrigeration |  |  | 4 | 4 | 4 | 0-50 | Metered | Impact | David | Duda | david.duda@kema.com |  | Don't know | Lighting Loggers | Don't know | Don't know |  |  |  |  | Don't know | Don't know | Don't know | Don't know | Don't know | Don't know | Don't know | Don't know | Don't know | Don't know | Don't know | Don't know
195 | NE | Small C&I Retrofil Logger Study | Evaluation | NSTAR Electric | Yes | 2002 | 2001-2005 | B |  | x | Non-Res | Commercial; Industrial | Lighting - Interior | Lighting |  | 358 | 358 | 358 | 251-700 | Metered | Both | David | Duda | david.duda@kema.com |  | Don't know | TOU, current/motor loggers, power loggers | Don't know | Don't know |  |  |  |  | Don't know | Don't know | Don't know | Don't know | Don't know | Don't know | Don't know | Don't know | Don't know | Don't know | Don't know | Don't know
202 | NE | C&I New Construction Retrofit Impact Study | Evaluation - Multiyear | NSTAR Electric | Yes | 2001 | 2001-2005 | B |  | x | Non-Res | Commercial; Industrial | Compressed Air, HVAC - Other, Industrial - Process, Lighting, Motors - Drives, Refrigeration |  |  | 20 | 20 | 20 | 0-50 | Metered | Impact | David | Duda | david.duda@kema.com |  | Don't know | Lighting Loggers | Don't know | Don't know |  |  |  |  | Don't know | Don't know | Don't know | Don't know | Don't know | Don't know | Don't know | Don't know | Don't know | Don't know | Don't know | Don't know
20 | NE | NYLE Heat Pump Water Heater Evaluation | Evaluation | NU | Yes | 2002 | 2001-2005 | B | x |  | Res | Unsure | HVAC | HVAC | Heat Pump Water Heaters | 15 | 15 | 15 | 0-50 | Metered | Usage | David | Duda | david.duda@kema.com |  | Less than 2 months of study | Lighting Loggers, data loggers, CT loggers | 60 minutes | Yes | Excel data files | 1 Readily accessible | 1 | Yes | Don't know | Don't know | Don't know | Don't know | Don't know | Don't know | Don't know | Don't know | Don't know | Don't know | Don't know | Don't know |  | Yes, could likely provide at no cost
109 | NE | NU/UI Catalog POP Impact Study | Evaluation | NU and CL&P | Yes | 2003 | 2001-2005 | B | x |  | Res | Single-family | Lighting - Interior | Lighting |  | 230 | 230 | 230 | 151-250 | Metered | Impact | David | Duda | david.duda@kema.com |  | Don't know | Lighting loggers | Don't know | Don't know |  |  |  |  | Don't know | Don't know | Don't know | Don't know | Don't know | Don't know | Don't know | Don't know | Don't know | Don't know | Don't know | Don't know
108 | NE | NU/UI Energy Star Homes Impact Study | Evaluation - Multiyear | NU and CL&P | Yes | 2002 | 2001-2005 | B | x |  | Res | Single-family | Lighting - Interior | Lighting |  | 112 | 112 | 112 | 51-150 | Metered | Impact | David | Duda | david.duda@kema.com |  | Don't know | lighting loggers | Don't know | Don't know |  |  |  |  | Don't know | Don't know | Don't know | Don't know | Don't know | Don't know | Don't know | Don't know | Don't know | Don't know | Don't know | Don't know
123 | NE | Municipal Impact Study 2004 | Evaluation - Multiyear | NU and CL&P | Yes | 2004 | 2001-2005 | B |  | x | Non-Res | Municipal | Lighting - Interior | Lighting |  | 45 | 45 | 45 | 0-50 | Metered | Both | David | Duda | david.duda@kema.com |  | Less than 2 months of study | TOU Lighting Loggers | Don't know | Don't know |  |  |  |  | Don't know | Don't know | Don't know | Don't know | Don't know | Don't know | Don't know | Don't know | Don't know | Don't know | Don't know | Don't know
307 | West | End Use Load Shape Project | LRS | NV Energy (fka Sierra Pacific Power Company) | Yes | 1996 | 1996-2000 | C | x |  | Res | Single-family; Multi-family | Whole Building |  |  | 81 | 81 | 81 |  | Metered | Usage | Terry | Baxter | terrybaxter@nvenergy.com |  | Multi-year study | Commercial true power data logger | 60 minutes | Yes |  | 4 |  | Yes | Yes | Yes | Yes | Yes | No | Yes | Yes | Yes | No | No | Yes | Yes |  | Yes, could likely provide at no cost | Data was provided to CEED at completion of the study. This is the only public data available.For the residential sample counts, we combined single family and multi family samples.For the commercial sample counts, we have supplied the total sample count. Individual counts by end use were not readily available.
1 | NW | Industrial Supply Curves | LRS | NWPPC | Yes | 2009 | 2006-Present | D |  | x | Non-Res | Industrial | Controlled Atmosphere Fruit Storage, CA & Refer Measures | Other |  |  |  | Blank | Blank | Modeled/simulated | Usage | Dave | Robison | drobison@ezsim.com | Stellar Processes | Less than 1 year of study |  |  | No | Excel data files | 2 |  | Yes | No | No | No | No | No | No | No | No | No | No | Yes | Yes |  | Yes, could likely provide at no cost | Load shape files already provided to NWPPC, developed by Rob Morton, Cascade Engineering based on engineering experience these shapes were developed because the ECMs do not fit into the typical load shapes (eg. Industrial 1 Shift)
7 | Other | 2008 Every Kilowatt Counts Impact Evaluation | Evaluation | Ontario Power Authority | Yes | 2009 | 2006-Present | D | x |  | Res | Res | Lighting - Interior | Lighting |  | 45 | 45 | 45 | 0-50 | Metered | Both | Julia | McNally | Julia.McNally@conservationbureau.on.ca | Ontario Power Authority | Less than 6 months of study | Lighting Logger | Don't know | Yes | Excel data files | 1 Readily accessible | 1 | No | Yes | Yes | Yes | Yes | Don't know | Yes | Yes | Yes | Don't know | Don't know | Don't know | Yes |  | Yes, could likely provide at no cost | In Situ MeteringThe methodology measured usage factorsâ€”such as hours of operation, temperature/humidity settings, and manual unload/drain to hoseâ€”are a primary determinant of room air conditioner and dehumidifier energy consumption. For room air conditioner participants, two meters were installed for approximately 10 days and captured the following information at one-minute intervals:â€¢ Watts Up Pro ES Meter. Captured power consumption (watts)â€¢ Hobo U-12. Captured indoor room temperature, outdoor temperature, and indoor relative humidityFor dehumidifier participants, two meters were installed for a week to 10 days and captured the following information at one-minute intervals: â€¢ Watts Up Pro ES Meter. Captured power consumption (watts)â€¢ Hobo U-12. Captured indoor room temperature and indoor relative humidityLaboratory Testing:Sample of participating units was investigated to assess their condition (operable, inoperable, efficiency, and degradation factors). This assessment also serves as a critical verification procedure for the data collected through the in situ metering effort.
249 | NW | Assessment of Long-Term, System-Wide Potential for Demand-Side and Other Supplemental Resources | LRS | PacifiCorp | Yes | 2007 | 2006-Present | D | x |  | Res | Single-family; Multi-family; Mobile home/Manufactured Housing | Whole Building |  |  |  |  | Blank |  | Modeled/simulated | Usage | Hossein | Haeri | Hossein.Haeri@quantecllc.com | Cadmus | [8 empty] | Don't know | Don't know | Don't know | Don't know | Don't know | Don't know | Don't know | Don't know | Don't know | Don't know | Don't know | Don't know
413 | CA | Small Commercial CFL Monitoring Study | LRS | PG&E | Yes | 2005 | 2001-2005 | B |  | x | Non-Res |  | Lighting | Lighting | Lighting | 60 (about 10% missing values) | 60 | 60 | 51-150 | Monitoring (operation hours) | Usage | John Cavalli |  | john.cavalli@itron.com | Quantum Consulting |  |  |  |  | SAS | [8 empty] | All building types, segmented by office, retail, restaurant, hotel and other. |  |  |  |  | No | Statewide (3 electric IOU territories) | Express Efficiency Participants only |  | Please note this is run time data, not kW metering. Relative precision at 90% confidence: 17%.
485 | CA | 2004-05 Savings By Design EM&V- PG&E Procurement Add-on Study | Evaluation - Multiyear | PG&E | Yes | 2007 | 2006-Present | C |  | x | Non-Res | Commercial & industrial | Process | Process | Process | 40 to 45 | 42 | 42 | 0-50 | DOE2.1e | Usage |  |  |  | RLW Analytics |  |  |  |  | SAS/Access | [8 empty] | CEC building types and industrial process |  |  |  |  | Utility actual year weather | PG&E CEC Zones: 2,3,4,5,12,13,9,10,7,6,8 | Savings By Design, CEC building types and various industrial processes |  | project is not done, will be complete spring 07
495 | CA | PG&E CEUS 1997 | Compilation | PG&E | Yes | 1994 | 1990-1995 | C |  | x | Non-Res |  | Refrigeration |  | refrigeration | 2000 | 2000 | 2000 |  | Simulations, calibrated to bills and/or to 8760 load data | Usage | Leslie MacDonald |  | slm5@pge.com | Itron |  |  |  |  | SAS | [8 empty] | offices, restaurants, retail groceries, refrigerated warehouses, schools (K-12) colleges, hospitals, lodging, transportation & utilities, other commercial |  |  |  |  | Utility weather data --half-hour observations going back to 1980's | Utility defined climate zone (?) | applies to all within a sector |  | This dataset was used to generate load shapes provided to E3 in 2004. PG&E does not recommend it be used to refine E3's model. Further, these data are over 10 years old, and may no longer be representative of the current appliance mix in PG&E's service
516 | CA | 2004-05 Energy Star Homes EM&V | Evaluation - Multiyear | PG&E | Yes | 2005 | 2001-2005 | C | x |  | Res |  | Water heating | DHW | DHW | 100 Single-Fam homes, 25 multi-family complexes | 125 | 125 | 51-150 | Metered Load Shapes | Usage |  |  |  | RLW Analytics |  |  |  |  | SAS/Access | [8 empty] | Single family and Multi family |  |  |  |  | NOAA | Statewide. CEC Zones: 2,3,4,5,6,7,8,9,10,11,12,13,14,15 | energy star new homes |  | Intervals are 20 minute AC, event data for heating (on/off), 1.5 minute data DHW
521 | CA | Residential end-use load research study | LRS | PG&E | Yes | 2001 | 2001-2005 | A | x |  | Res |  | Appliances - Kitchen, Appliances - Laundry, Appliances - Refrigerator, HVAC - Cooling, Pool Pump, Water heating |  |  | Appliance-dependent. For example, central AC and clothes dryer each have over 400, but hot tub/sauna have 16 data points. | 400 | 400 | 251-700 | End use metering | Usage | Corina Jump |  | corina.jump@itron.com | Quantum Consulting |  |  |  |  | SAS (2001 data), Paper copies (1996) | 3 | [12 empty] | No | service territory (PG&E and SCE) | residential sector only |  | SCE study ended in 1997. Missing data estimated at about 5%. PG&E study completed in 2001
364 | CA | Residential End-Use Metered Data to Improve Forecasts | LRS | PG&E / CEC | Yes | 1993 | 1990-1995 | D | x |  | Res |  | HVAC - Cooling | HVAC | Space Cooling | ~300 | 300 | 300 | 251-700 | End use metering | Usage | Leslie MacDonald |  | slm5@pge.com | LBL |  |  |  |  | SAS | [13 empty] | Utility weather data --half-hour observations going back to 1980's | Utility defined climate zone (?) | residential sector only |  | A LBL study by Joe Eto et.al. for PG&E and the CEC. Utilized PG&E's residential enduse data, mostly with a focus on improving forecasts of space cooling usage and load shapes. http://eetd.lbl.gov/EA/EMS/reports/34431.html
313 | CA | Compressed Air Management Program | Evaluation | PG&E and others | Yes, but ongoing | ongoing | 2006-Present | B |  | x | Non-Res | Industrial | Compressed air | Process | compressed air management program | 40+ | 40 | 40 | 0-50 | Metered | Both | Marc | Schuldt | Mschuldt@sbwconsulting.com | SBW Consulting |  | True power measurements |  |  | Excel |  | 2 | [11 empty] | Yes |  | SDG&E service territory |  | Short term measurements of true power are made for every CAMP site. CAMP has been implemented for several utilities and is ongoing. Total accumulated sample size has not been compiled. Quoted sample size is conservative.
548 | CA | 2006-08 CPUC Residential New Construction Ev. | Evaluation - Multiyear | PG&E/CPUC | No | 2010 | 2006-Present | B | x |  | Res | New construction (pgm participants) | Water heating | DHW | Res New Construction |  |  | Blank | Blank | Both |  | Ayat | Osman |  |  | 1 year study | Other commercial data logger | <5 minutes | Yes | SAS and Excel | 3 | 3 | No
549 | CA | 2004-05 Energy Star New Homes Evaluation | Evaluation - Multiyear | PG&E/CPUC | Yes | 2006 | 2006-Present | B | x |  | Res |  | Water heating | DHW | Res New Construction | 300 | 300 | 300 | 251-700 | Both | Impact | Robert | Kasman |  |  | 1 year study | Other commercial data logger | <5 minutes | Yes | SAS and Excel | 3 | 3 | No
540 | NW | 2005 PSE Lighting Program Evaluation | Evaluation | Puget Sound Energy (PSE) | Yes | 2006 | 2006-Present | D | x |  | Res |  | Outdoor Temperature | HVAC | Quality Install HiEff A/C | 110 | 110 | 110 | 51-150 | Metered | Impact | Eric | Brateng |  |  | 6-12 months | Other commercial data logger | 15 minute | Yes | SAS and Excel | 1 | 1 | No | [14 empty] | 60 Participant, 50 Non-participant comprehensive testing and season long metering, 1500 mass-market surveys
4 | CA | Load Research Annual Class and General Service Study | LRS | Roseville Electric | Yes | Annual study | 2006-Present | D | x |  | Res | Single-family; Multi-family | Plug Load | Appliances |  | 127 | 127 | 127 | 51-150 | Both |  | Jennifer | Reyes | JReyes@roseville.ca.us | City of Roseville | Less than 2 months of study | In-situ data logger AND laboratory testing | On/Off | Yes | Excel data files | 1 Readily accessible | 2 | Yes | Yes | Yes | Yes | Yes | Yes | Yes | Yes | Yes | No | No | Yes | Yes |  | Yes, could likely provide at no cost | Given our municipal status, we are not authorized to share customer consumption data under any circumstances, unfortunately. The data analysis used load research data on residential dwelling units. The objective was trying to determine base load levels and HVAC cooling intensities for our climate zone. The high temperatures in the summer lead to extreme peaks in the residential class, yet the prescibed climate zone for our area (CA zone 11) does not seem to accurately reflect intensities for residential customers. Thus, through analysis, we attempted to create an intensity factor for temps above 105 degrees, and look at variance between base load consumption.
371 | CA | Air Conditioner Cylcing Summer Discount Program | Evaluation | SCE | Yes | 2006 | 2006-Present | D | x |  | Res |  | HVAC - Cooling | HVAC | Air Conditioning | 152 | 152 | 152 | 151-250 | Metered Load Shapes | Usage | Edward Lovelace (SCE) / John Cavalli (Itron) |  | john.cavalli@itron.com | Quantum Consulting
372 | CA | 2002-03 Smart Thermostat Impact Evaluation | Evaluation | SCE | Yes | 2004 | 2001-2005 | C | x |  | Res | Commercial | HVAC - Cooling | HVAC | CAC | 55 sites, 100 air conditioners | 55 | 100 | 51-150 | Metered Load Shapes | Usage | Mark Martinez (SCE) / Stacia Okura (RLW) |  | mark.s.martinez@sce.com | RLW Analytics | [18 empty] | Hourly measurements from several SCE-area weather stations. | CEC climate zones 6, 8, 9, 10, 15 | Sml commercial customers that are smart thermostat participants |  | Pre-measure load data taken from another program.
414 | CA | Small Commercial End-Use Load Research Study | LRS | SCE | Yes | 1996 | 1996-2000 | C |  | x | Non-Res |  | Lighting | Lighting | Lighting | 154 | 154 | 154 | 151-250 | End use metering / metered load shapes | Usage | Richard Pulliam (SCE) |  | Richard.Pulliam@sce.com | ADM Associates |  |  |  |  | Paper Hard Copy | [13 empty] | It is available | All Zones | small commercial |  | This study ended in 1997. Missing data estimated at about 5%.
479 | CA | Pool Pump Study | LRS | SCE | Yes | 2001 | 2001-2005 | D | x |  | Res |  | Pool Pump | Other | Pool Pumps | 181 | 181 | 181 | 151-250 | Other -- spot measurements and observations of timer settings, verified with loggers | Usage | Richard Pulliam (SCE) |  | Richard.Pulliam@sce.com | ADM Associates |  |  |  |  | Paper hard copy | [8 empty] | SFR | [5 empty] | All Zones | residential |  | This was a study of pool pumps in all of California. Metered for 1 week only in Summer. Only pool pumps with manual settings were metered. If pool pump had automatic settings, it was not metered, but the settings were surveyed.
507 | CA | Refrigerator Recycling Study | LRS | SCE | Yes | 2005 | 2001-2005 | A | x |  | Res |  | Refrigeration | Appliances | Refrigerators and Freezers | 240 | 240 | 240 | 151-250 | Both | Usage | Taghi Alreza (ADM) |  |  | ADM Associates | 1-2 week monitoring period | [19 empty] | Appliance Recycling Program participants |  | Metered each 1 to 2 weeks. Results extrapolated to annual usage.
538 | CA | 2003, 2004, 2005 Energy Smart Thermostat Study | Evaluation | SCE | Yes | 2005 | 2001-2005 | C |  | x | Non-Res |  | HVAC - Cooling | HVAC | Programmable Thermostat Setbacks | 100 | 100 | 100 | 51-150 | Metered |  | Mark | Martinez |  |  | 2-6 months | Custom data logger | 15 minute |  |  | 3 | 3 | Yes
563 | CA | 2004-05 Savings by Design Evaluation | Evaluation - Multiyear | SCE/CPUC | Yes | 2006 | 2006-Present | B |  | x | Non-Res |  | Industrial - Process | Process |  |  | 48 | 48 | 0-50 |  | Impact | Jason | Meyer |  |  | 2-3 weeks |  | 15 minutes |  | Excel and CSV |  |  | Yes
568 | CA | 2006-08 CPUC Savings by Design Evaluation | Evaluation - Multiyear | SCE/CPUC | No | 2011 | 2006-Present | B |  | x | Non-Res |  | Compressed air, HVAC - cooling, HVAC - Heating, HVAC - ventilation, Industrial - process, Lighting, Refrigeration |  |  | 100 | 100 |  |  | Both | Impact | Ayat | Osman |  | CPUC | 2-3 weeks | TOU Lighting loggers and power meters |  |  | Access |  |  | Yes |  |  | Yes | Yes |  | Yes |  |  | T24 building type | No, occupancy patterns |  | Yes |  | Yes, load shape are available
359 | CA | Demand Response, Spinning Reserve Demonstration | Evaluation | SCE/LBNL-CERTS | Yes | 2006 | 2006-Present | C |  | x | Non-Res | Residential, comm, industrial | HVAC - Cooling | HVAC | CAC | 2005 prelim work: 200 participating customers, 5 had spot meters. 2006: sample sizes will be very different but don't know size yet. | 5 | 5 | 0-50 | Metered Load Shapes | Usage | Joe Eto (LBL-CERTS) / Clark Bernier (RLW) |  |  | RLW Analytics | [22 empty] | There is nothing published about this project yet.
373 | CA | Residential Air Conditioner Metering Project | LRS | SDG&E | Yes | ongoing | 2006-Present | B | x |  | Res |  | HVAC - Cooling | HVAC | CAC | 200 in 1991, about 160 remaining | 200 | 200 | 151-250 | Metered load shapes | Usage | Leslie Willoughby (SDG&E) |  | Lwilloughby@semprautilies.com | None |  |  |  |  | SAS | [8 empty] | Single-family residential |  |  |  |  | Yes | SDG&E Climate zones except Maritime | High efficiency participants selected from rebate program participants. |  | Originally it had two groups: standard Vs high efficiency. What was high eff in 1991 is standard or lower today. Do not know which air conditioners are original and which have been replaced.
374 | CA | In installation phase: Residential and Small Commercial CAC | LRS | SDG&E | Yes | 2006 | 2006-Present | C | x | x | Both | Residential and commercial | HVAC - Cooling | HVAC | CAC | 400 (for both Res and Sml Commercial) | 400 | 400 | 251-700 | No load shapes estimated yet | Usage | Leslie Willoughby (SDG&E) |  | Lwilloughby@semprautilies.com | None | [18 empty] | Yes |  |  |  | Installations currently on hold.
375 | CA | Smart Thermostat for Residential CAC | Evaluation | SDG&E | Yes | ongoing | 2006-Present | C | x |  | Res |  | HVAC - Cooling | HVAC | CAC | 100 (at the beginning of project), 60 currently | 100 | 100 | 51-150 | No load shapes estimated yet | Usage | Leslie Willoughby (SDG&E) / Ken Agnew (KEMA) |  | Lwilloughby@semprautilies.com | None |  |  |  |  | SAS | [13 empty] | Yes |  |  |  | There is load data that could be used to obtain a load shape, but so far, none have been estimated. Per Ken Agnew, CAC sample down to about 60 sites.
416 | CA | Residential CFL load shapes by room type | LRS | SDG&E | Yes | 2004 | 2001-2005 | A | x |  | Res |  | Lighting | Lighting | CFLs | 400 residences, 1000 bulbs. Sample size varies by month. | 400 | 1000 | 251-700 | Metered on/off. | Usage | Rob Rubin (SDG&E)/Tami Rasmussen (KEMA) |  | rrubin@semprautilities.com | KEMA |  | TOU lighting loggers | On/Off | [15 empty] | n/a |  |  |  | Study conducted over two phases. Interval data recorded as on/off with a time stamp.
417 | CA | Hours of operation (Super Saver) | LRS | SDG&E | Yes | 2006 | 2006-Present | C |  | x | Non-Res |  | Lighting | Lighting | Lighting | 60 | 60 | 60 | 51-150 | No load shapes estimated yet | Usage | Rob Rubin |  | rrubin@semprautilities.com | KEMA | [13 empty] | COMMERCIAL - Office (Sml, Med, Lge), Retail (Sml, Lge), Restaurant (1, 2, 3-meals), Fast Food (1, 2, 3-meals), Grocery, Convenience, Warehouse (Refrig, Non-Refrigerated), School, College, Hospital, Nursing Home, Hotel, Motel, Religious Worship, Pulbic Ass | [6 empty] | SDG&E business |  | Interval data recorded as on/off with a time stamp
418 | CA | Hours of operation (Express Efficiency) | Evaluation | SDG&E | Yes | 2006 | 2006-Present | B |  | x | Non-Res |  | Lighting | Lighting | Lighting | 120 | 120 | 120 | 51-150 | No load shapes estimated yet | Usage | Rob Rubin |  | rrubin@semprautilities.com | RLW Analytics | 3 week monitoring period | Lighting loggers | On/Off | [10 empty] | COMMERCIAL | [6 empty] | SDG&E business |  | Interval data recorded as on/off with a time stamp
431 | CA | Statewide Investor Owned Utility Ceiling Fan Study | Evaluation | SDG&E | Yes | 2001 | 2001-2005 | D | x |  | Res |  | Lighting - Interior | Lighting | Ceiling fan lights | ~50 (about 20% missing values) | 50 | 50 | 0-50 | Metered Load Shapes | Usage | Rob Rubin (SDG&E) / Matt Brost (RLW) |  |  | RLW Analytics |  |  |  |  | Access | [8 empty] | all existing residential, not including master metered MF |  |  |  |  | No | Statewide | homes with ceiling fans
491 | CA | Commercial End-Use Load Research Sample | LRS | SDG&E | Yes | ongoing | 2006-Present | C |  | x | Non-Res | Commercial | Refrigeration | Refrigeration | groc store refrigeration | About 150 | 150 | 150 | 51-150 | No load shapes estimated yet | Usage | Leslie Willoughby (SDG&E) |  | Lwilloughby@semprautilies.com | ADM (for meter installations only) |  |  |  |  | SAS | [13 empty] | Yes |  | Sample of "assigned" accounts (large customers that have an account exec assigned to them.) |  | Customers metered are all "assigned" accounts (large customers that have an account exec assigned to them.)
515 | CA | Load Shape Disaggregation | Compilation | SDG&E | Yes | 1995 | 1990-1995 | D |  | x | Non-Res |  | Water heating |  | water heating | 500 to 600 | 500 | 500 |  | Simulations based on whole bldg load and survey data and some end use data. | Usage | Leslie Willoughby (SDG&E) |  | Lwilloughby@semprautilies.com | RER | [7 empty] | Yes | [10 empty] | Yes |  |  |  | Market end use report - last one in 1995. May update soon.
527 | CA | SDG&E 1995 & 1996 Nonresidential New Construction Evaluation | Evaluation | SDG&E | Yes | 1996 | 1996-2000 | C |  | x | Non-Res |  |  | Blank |  |  |  | Blank |  | Simulations | Usage |  |  |  | Itron | [18 empty] | Yes
528 | CA | SPP Pilot - Residential customers with CAC | LRS | SDG&E | Yes | ongoing | 2006-Present | C | x |  | Res |  | HVAC - Cooling | HVAC |  | 125 | 125 | 125 | 51-150 | No load shapes estimated yet | Usage | Leslie Willoughby (SDG&E) |  | Lwilloughby@semprautilies.com | None |  |  |  |  | SAS | [13 empty] | Yes |  | SPP pilot participants |  | Subset of smart thermostat. Sample size includes 20 controls, which were uses in conjunction with the smart thermostat for control. Because customers are allowed to change rates, at this point all of the customers that were paying more under the rate have opted out.
529 | CA | Analysis of Residential CAC load for the AMI Pilot | LRS | SDG&E | Yes | 2003 | 2001-2005 | D | x |  | Res |  | HVAC - Cooling | HVAC |  | 160 | 160 | 160 | 151-250 | Metered Load Shapes | Usage | Leslie Willoughby (SDG&E) |  | Lwilloughby@semprautilies.com | BEAR (Ken Parrish) |  |  |  |  | SAS | [13 empty] | Yes |  | Residential Single-Family Homes |  | Used res A/C sample installed in 1991/1992, but created new weights to expand to 2003.
312 | NW | Space Heat Thermostat Metering Study | LRS | Seattle City Light | Yes | 2006 | 2006-Present | B | x |  | Res | Multi-family | HVAC - Heating, Whole Building |  | Electric heat | 18 | 18 | 18 |  | Metered | Usage | Marc | Schuldt | Mschuldt@sbwconsulting.com | SBW Consulting | Less than 2 months of study | Commercial true power data logger | 15 minutes | Yes |  | 2 |  | Yes | Yes | No | Yes | Yes | No | Yes | Yes | Yes | Yes | No | No | Yes | Indoor/Outdoor temperatures | Yes, could likely provide at no cost | Performed on 100% electric heat apartments. Data has time and date stamps and was measured during the winter and spring heating period.
546 | CA | 2007 Residential HVAC Program Evaluation | Evaluation | SMUD | Yes | 2007 | 2006-Present | B | x |  | Res |  | Return Air Temperature | HVAC | Quality Install HiEff A/C | 110 | 110 | 110 | 51-150 | Metered | Usage | Wim | Bos |  |  | 6-12 months | Other commercial data logger | 15 minute | Yes | SAS and Excel | 1 | 1 | No | [14 empty] | 60 Participant, 50 Non-participant comprehensive testing and season long metering, 1500 mass-market surveys
19 | NE | SPWG Lighting Coincidence Factor Study for the ISO Forward Capacity Market | Compilation | SPWG and many others | Yes | 2007 | 2006-Present | A | x |  | Res | Single-family; Multi-family; Mobile home/Manufactured Housing; Low income | Lighting - Interior |  |  | 795 | 795 | 795 |  | Metered | Impact | David | Duda | david.duda@kema.com |  | Less than 1 year of study | Measure water temps, air temp, flow rate, power | Less than 5 minutes | Yes | Excel data files | 1 Readily accessible |  | Yes | Don't know | Don't know | Don't know | Don't know | Don't know | Don't know | Don't know | Don't know | Don't know | Don't know | Don't know | Don't know |  | Yes, could likely provide at no cost
19 | NE | SPWG Lighting Coincidence Factor Study for the ISO Forward Capacity Market | Compilation | SPWG and many others | Yes | 2007 | 2006-Present | A | x | x | Both | Single Family, Multi-Family, Mobile Home, Low Income. Commercial; Industrial; University, Schools, Warehouse, Medical | Lighting - Interior, Lighting - Exterior | Lighting |  | 1764 | 1764 | 1764 | > 700 | Metered | Usage | David | Duda | david.duda@kema.com |  | Less than 1 year of study | Measure water temps, air temp, flow rate, power | Less than 5 minutes | Yes | Excel data files | 1 Readily accessible | 1 | Yes | [13 empty] | Yes, could likely provide at no cost | Study utilized existing res and non-res lighting logger data and created summer and winter lighting profiles for the ISONE FCM
8 | NE | CT School Lighting Baseline Study | Evaluation | UI, CL&P, Western MA | Yes | 2006 | 2006-Present | B |  | x | Non-Res | Education | Lighting - Interior | Lighting |  | 79 Schools 646 Loggers | 79 | 646 | 51-150 | Metered | Usage | David | Duda | david.duda@kema.com |  | Multi-year study | Data loggers and Lighting loggers | 60 minutes | Don't know | Excel data files | 1 Readily accessible | 1 | No | Don't know | Don't know | Don't know | Don't know | Don't know | Don't know | Don't know | Don't know | Don't know | Don't know | Don't know | Don't know |  | Yes, could likely provide at no cost | Completed Sept. 2006. Used TOU lighting loggers to gather 15 minute lighting data at 79 schools.
157 | NE | CFL Markdown Impact Study | Evaluation | United Illuminating and other utilities | Yes | 2008 | 2006-Present | B | x |  | Res | Single-family | Lighting - Interior | Lighting |  | 664 | 664 | 664 | 251-700 | Metered | Usage | David | Duda | david.duda@kema.com |  | Don't know | TOU lighting Loggers | 15 minute | Don't know |  |  |  |  | Don't know | Don't know | Don't know | Don't know | Don't know | Don't know | Don't know | Don't know | Don't know | Don't know | Don't know | Don't know |  |  | Random digit dialing to recruit customes who may have purchased markdown bulbs. CFL tme of use data for both summer and winter months.
165 | NE | CT and MA Ductless Heat Pump Impact Study | Evaluation | United Illuminating | Yes | 2008 | 2006-Present | B | x |  | Res | Single-family | HVAC | HVAC | Ductless Heat Pump | 40 | 40 | 40 | 0-50 | Metered | Impact | David | Duda | david.duda@kema.com |  | Don't know | Lighting Logger and Elite Power Meters | Don't know | Don't know |  |  |  |  | Don't know | Don't know | Don't know | Don't know | Don't know | Don't know | Don't know | Don't know | Don't know | Don't know | Don't know | Don't know
15 | NE | 2005 Coincidence Factor Study | Compilation | United Illuminating and CL&P for the ECMB | Yes | 2007 | 2006-Present | B |  | x | Non-Res | Commercial; Industrial | Air-cooled chillers, unitary HVAC, VFD, HVAC - Cooling |  |  | 188 | 188 | 188 |  | Metered |  | David | Duda | david.duda@kema.com |  | Multi-year study | Lighting Loggers | SurveyAnswerTextNull | Yes | Excel data files | 1 Readily accessible |  | Yes | Don't know | Don't know | Don't know | Don't know | Don't know | Don't know | Don't know | Don't know | Don't know | Don't know | Don't know | Don't know |  | Yes, could likely provide at no cost | Compilation of various past studies. There is not believed to be a high degree of precision associated with this data.
150 | NE | MassSAVE Impact Study | Evaluation | Unitil | Yes | 2007 | 2006-Present | B | x |  | Res | Single-family | Lighting - Interior | Lighting |  | 171 | 171 | 171 | 151-250 | Metered | Impact | David | Duda | david.duda@kema.com |  | Don't know | Lighting and Refr Loggers | Don't know | Don't know |  |  |  |  | Don't know | Don't know | Don't know | Don't know | Don't know | Don't know | Don't know | Don't know | Don't know | Don't know | Don't know | Don't know
| Other | End-use database | LRS | Florida Solar Energy Center | Yes | 2000 | 1996-2000 | C | x |  | Res | Single-family | unknown |  |  | 200 | 200 |  | 151-250 | Metered | Usage | [6 empty] | 15 minute | [18 empty] | Probably not | Proprietary database containing robust residential 15-minute interval end-use and temperature data for over 200 residences throughout northern Florida.
| Other | End-use database | LRS | Florida Solar Energy Center | Yes | 2000 | 1996-2000 | C |  | x | Non-Res | Commercial | unknown |  |  | 50 | 50 |  | 0-50 | Metered | Usage | [6 empty] | 15 minute | [18 empty] | Probably not | Proprietary database containing robust commercial 15-minute interval end-use 50 commercial buildings throughout northern Florida (former Florida Power Corp service area).
600 | Other | Residential end-use database | LRS | Austin Energy | Yes | early 1990s | 1990-1995 | D | x |  | Res |  | HVAC - Cooling, HVAC - heating, Water heating, Appliances, Whole Building | [6 empty] | Metered | Usage | [6 empty] | 15 minute |  |  |  | 4 | [14 empty] | Probably not | Proprietary residential end use database of 15-minute interval data including whole premise, heating and air conditioning, hot water and several major appliances.

## Catalog by End-Use
KEMA ID | Promising | Region | Name of Study | Study Type | Utility or Agency sponsoring | Study Completed | Study End-Date | Usability Rating | Residential | Non-Residential | Study Type Bin | Customer segment detail | End Use | End Use Bin | Measure detail | Sample size | Sample Size (N) | Sample Size Meter | Sponsor-level Sample Size Bin | Metered/Simulated | Usage or impact | First Name | Last Name | Email Address | Company | Duration of Study | Data collection Equipment | Time Granularity | Validation protocols? | Data Storage Medium | Accessibility | Developed load shapes? | End-Use description | Equipment vintage | Equipment nameplate | Equipment hours | Units of production | Facility description | Facility sf | Facility hours | SIC/NAICS | # employees | Climate characteristics | Location | Other characteristics | Willing to share? | Additional comments
1 | 1 | NW | Industrial Supply Curves | LRS | NWPPC | Yes | 2009 | D |  | x | Non-Res | Industrial | Controlled Atmosphere Fruit Storage, CA & Refer Measures | Other |  | 0 |  | Blank | Blank | Modeled/simulated | Usage | Dave | Robison | drobison@ezsim.com | Stellar Processes | Less than 1 year of study | 0 | 0 | No | Excel data files | 2 | Yes | No | No | No | No | No | No | No | No | No | No | Yes | Yes | 0 | Yes, could likely provide at no cost | load shape files already provided to NWPPCdeveloped by Rob Morton, Cascade Engineering based on engineering experiencethese shapes were developed because the ECMs do not fit into the typical load shapes (eg. Industrial 1 Shift)
2 | 5 | NW | Solar Pool Heater | Evaluation | Energy Trust of Oregon | Yes | 2000 | D | x |  | Res | Single-family | Solar pool Heat | Other |  | 0 |  | Blank | Blank | Modeled/simulated | Impact | Dave | Robison | drobison@ezsim.com | Stellar Processes | 1 year of study | not applicable. Used simulation on total load | 15 minutes | Yes | SurveyAnswerTextNull | 2 | No | No | No | No | No | No | No | Yes | No | No | No | No | No | 0 | No | based on F-chsrt simulationapplies to gas pool heating, electric is not utilized
3 | 5 | CA | Load Research Annual Class and General Service Study | LRS | Roseville Electric | Yes | Annual study | D | x |  | Res | Single-family; Multi-family | HVAC - Cooling | HVAC |  | 127 | 127 | 127 | 51-150 | Both |  | Jennifer | Reyes | JReyes@roseville.ca.us | City of Roseville | Less than 2 months of study | In-situ data logger AND laboratory testing | On/Off | Yes | Excel data files | 1 Readily accessible | Yes | Yes | Yes | Yes | Yes | Yes | Yes | Yes | Yes | No | No | Yes | Yes | 0 | Yes, could likely provide at no cost | Given our municipal status, we are not authorized to share customer consumption data under any circumstances, unfortunately. The data analysis used load research data on residential dwelling units. The objective was trying to determine base load levels and HVAC cooling intensities for our climate zone. The high temperatures in the summer lead to extreme peaks in the residential class, yet the prescibed climate zone for our area (CA zone 11) does not seem to accurately reflect intensities for residential customers. Thus, through analysis, we attempted to create an intensity factor for temps above 105 degrees, and look at variance between base load consumption.
4 | 5 | CA | Load Research Annual Class and General Service Study | LRS | Roseville Electric | Yes | Annual study | D | x |  | Res | Single-family; Multi-family | Plug Load | Appliances |  | 127 | 127 | 127 | 51-150 | Both |  | Jennifer | Reyes | JReyes@roseville.ca.us | City of Roseville | Less than 2 months of study | In-situ data logger AND laboratory testing | On/Off | Yes | Excel data files | 1 Readily accessible | Yes | Yes | Yes | Yes | Yes | Yes | Yes | Yes | Yes | No | No | Yes | Yes | 0 | Yes, could likely provide at no cost | Given our municipal status, we are not authorized to share customer consumption data under any circumstances, unfortunately. The data analysis used load research data on residential dwelling units. The objective was trying to determine base load levels and HVAC cooling intensities for our climate zone. The high temperatures in the summer lead to extreme peaks in the residential class, yet the prescibed climate zone for our area (CA zone 11) does not seem to accurately reflect intensities for residential customers. Thus, through analysis, we attempted to create an intensity factor for temps above 105 degrees, and look at variance between base load consumption.
5 | 2 | Other | 2008 Every Kilowatt Counts Impact Evaluation | Evaluation | Ontario Power Authority | Yes | 2009 | D | x |  | Res | Single-family; Multi-family | Dehumidifiers | Appliances |  | 51 | 51 | 51 | 51-150 | Metered | Both | Julia | McNally | Julia.McNally@conservationbureau.on.ca | Ontario Power Authority | Less than 6 months of study | Lighting Logger | Don't know | Yes | Excel data files | 1 Readily accessible | No | Yes | Yes | Yes | Yes | Don't know | Yes | Yes | Yes | Don't know | Don't know | Don't know | Yes | 0 | Yes, could likely provide at no cost | In Situ MeteringThe methodology measured usage factorsâ€”such as hours of operation, temperature/humidity settings, and manual unload/drain to hoseâ€”are a primary determinant of room air conditioner and dehumidifier energy consumption. For room air conditioner participants, two meters were installed for approximately 10 days and captured the following information at one-minute intervals:â€¢ Watts Up Pro ES Meter. Captured power consumption (watts)â€¢ Hobo U-12. Captured indoor room temperature, outdoor temperature, and indoor relative humidityFor dehumidifier participants, two meters were installed for a week to 10 days and captured the following information at one-minute intervals: â€¢ Watts Up Pro ES Meter. Captured power consumption (watts)â€¢ Hobo U-12. Captured indoor room temperature and indoor relative humidityLaboratory Testing:Sample of participating units was investigated to assess their condition (operable, inoperable, efficiency, and degradation factors). This assessment also serves as a critical verification procedure for the data collected through the in situ metering effort.
6 | 2 | Other | 2008 Every Kilowatt Counts Impact Evaluation | Evaluation | Ontario Power Authority | Yes | 2009 | D | x |  | Res | Single-family; Multi-family | HVAC - Cooling | HVAC |  | 33 | 33 | 33 | 0-50 | Metered | Both | Julia | McNally | Julia.McNally@conservationbureau.on.ca | Ontario Power Authority | Less than 6 months of study | Lighting Logger | Don't know | Yes | Excel data files | 1 Readily accessible | No | Yes | Yes | Yes | Yes | Don't know | Yes | Yes | Yes | Don't know | Don't know | Don't know | Yes | 0 | Yes, could likely provide at no cost | In Situ MeteringThe methodology measured usage factorsâ€”such as hours of operation, temperature/humidity settings, and manual unload/drain to hoseâ€”are a primary determinant of room air conditioner and dehumidifier energy consumption. For room air conditioner participants, two meters were installed for approximately 10 days and captured the following information at one-minute intervals:â€¢ Watts Up Pro ES Meter. Captured power consumption (watts)â€¢ Hobo U-12. Captured indoor room temperature, outdoor temperature, and indoor relative humidityFor dehumidifier participants, two meters were installed for a week to 10 days and captured the following information at one-minute intervals: â€¢ Watts Up Pro ES Meter. Captured power consumption (watts)â€¢ Hobo U-12. Captured indoor room temperature and indoor relative humidityLaboratory Testing:Sample of participating units was investigated to assess their condition (operable, inoperable, efficiency, and degradation factors). This assessment also serves as a critical verification procedure for the data collected through the in situ metering effort.
7 | 2 | Other | 2008 Every Kilowatt Counts Impact Evaluation | Evaluation | Ontario Power Authority | Yes | 2009 | D | x |  | Res | Single-family; Multi-family | Lighting - Interior | Lighting |  | 45 | 45 | 45 | 0-50 | Metered | Both | Julia | McNally | Julia.McNally@conservationbureau.on.ca | Ontario Power Authority | Less than 6 months of study | Lighting Logger | Don't know | Yes | Excel data files | 1 Readily accessible | No | Yes | Yes | Yes | Yes | Don't know | Yes | Yes | Yes | Don't know | Don't know | Don't know | Yes | 0 | Yes, could likely provide at no cost | In Situ MeteringThe methodology measured usage factorsâ€”such as hours of operation, temperature/humidity settings, and manual unload/drain to hoseâ€”are a primary determinant of room air conditioner and dehumidifier energy consumption. For room air conditioner participants, two meters were installed for approximately 10 days and captured the following information at one-minute intervals:â€¢ Watts Up Pro ES Meter. Captured power consumption (watts)â€¢ Hobo U-12. Captured indoor room temperature, outdoor temperature, and indoor relative humidityFor dehumidifier participants, two meters were installed for a week to 10 days and captured the following information at one-minute intervals: â€¢ Watts Up Pro ES Meter. Captured power consumption (watts)â€¢ Hobo U-12. Captured indoor room temperature and indoor relative humidityLaboratory Testing:Sample of participating units was investigated to assess their condition (operable, inoperable, efficiency, and degradation factors). This assessment also serves as a critical verification procedure for the data collected through the in situ metering effort.
221 | 1 | NE | Municipal Impact Study | Evaluation | Cape Light Compact | Yes | 2004 | B |  | x | Non-Res | Commercial | Lighting - Interior | Lighting |  | 111 | 111 | 111 | 51-150 | Metered |  | David | Duda | david.duda@kema.com |  | Don't know | Donâ€™t know | Don't know | Don't know |  |  | 0 | Don't know | Don't know | Don't know | Don't know | Don't know | Don't know | Don't know | Don't know | Don't know | Don't know | Don't know | Don't know | 0 | 0 | 0
22 | 2 | NE | Municipal Impact Study 2006 | Evaluation - Multiyear | CL&P | Yes | 2006 | B |  | x | Non-Res | Commercial; Industrial; Government | Lighting - Interior | Lighting |  | 65 | 65 | 65 | 51-150 | Metered | Both | David | Duda | david.duda@kema.com |  | Multi-year study | Donâ€™t know | 15 minutes | Yes | SAS dataset | 1 Readily accessible | Yes | No | No | No | No | No | No | No | No | No | No | No | Yes | 0 | Yes, could likely provide at no cost | 0
23 | 2 | NE | Municipal Impact Study 2006 | Evaluation - Multiyear | CL&P | Yes | 2006 | B |  | x | Non-Res | Commercial; Industrial; Government | Motors - Drives | Motors |  | 7 | 7 | 7 | 0-50 | Metered | Both | David | Duda | david.duda@kema.com |  | Multi-year study | Donâ€™t know | 15 minutes | Yes | SAS dataset | 1 Readily accessible | Yes | No | No | No | No | No | No | No | No | No | No | No | Yes | 0 | Yes, could likely provide at no cost | 0
146 | 2 | NE | Efficiency Maine Residential Lighting Impact Study | Evaluation | Efficiency Maine | Yes | 2007 | B | x |  | Res | Single-family | Lighting - Interior | Lighting |  | 153 | 153 | 153 | 151-250 | Metered |  | David | Duda | david.duda@kema.com |  | Don't know | Lighting Loggers | Don't know | Don't know |  |  | 0 | Don't know | Don't know | Don't know | Don't know | Don't know | Don't know | Don't know | Don't know | Don't know | Don't know | Don't know | Don't know | 0 | 0 | 0
151 | 1 | NE | Efficiency Maine Low Income Light and Appliance Impact Study | Evaluation | Efficiency Maine | Yes | 2007 | B | x |  | Res | Low income | Appliances - Refrigerators | Appliances | Refrigerator | 40 | 40 | 40 | 0-50 | Metered | Impact | David | Duda | david.duda@kema.com |  | 1 year of study | Lighting Loggers | 15 minute | Don't know |  |  | 0 | Don't know | Don't know | Don't know | Don't know | Don't know | Don't know | Don't know | Don't know | Don't know | Don't know | Don't know | Don't know | 0 | 0 | Gathered data from 2006 until 2007, 15 minute refrigerator and lighting use data for 40 low income homes
152 | 1 | NE | Efficiency Maine Low Income Light and Appliance Impact Study | Evaluation | Efficiency Maine | Yes | 2007 | B | x |  | Res | Low income | Lighting - Interior | Lighting |  | 188 | 188 | 188 | 151-250 | Metered | Impact | David | Duda | david.duda@kema.com |  | 1 year of study | Lighting Loggers | 15 minute | Don't know |  |  | 0 | Don't know | Don't know | Don't know | Don't know | Don't know | Don't know | Don't know | Don't know | Don't know | Don't know | Don't know | Don't know | 0 | 0 | Gathered data from 2006 until 2007, 15 minute refrigerator and lighting use data for 40 low income homes
203 | 2 | NE | EI and C&I Lighting Impact Study | Evaluation - Multiyear | National Grid | Yes | 2000 | B |  | x | Non-Res | Commercial; Industrial | Lighting - Interior | Lighting |  | 60 | 60 | 60 | 51-150 | Metered |  | David | Duda | david.duda@kema.com |  | Don't know | Lighting Loggers | Don't know | Don't know |  |  | 0 | Don't know | Don't know | Don't know | Don't know | Don't know | Don't know | Don't know | Don't know | Don't know | Don't know | Don't know | Don't know | 0 | 0 | 0
204 | 2 | NE | Design2000 Plus Lighting Study | Evaluation - Multiyear | National Grid | Yes | 2003 | B |  | x | Non-Res | Commercial; Industrial | Lighting - Interior | Lighting |  | 50 | 50 | 50 | 0-50 | Metered |  | David | Duda | david.duda@kema.com |  | Don't know | Lighting Loggers | Don't know | Don't know |  |  | 0 | Don't know | Don't know | Don't know | Don't know | Don't know | Don't know | Don't know | Don't know | Don't know | Don't know | Don't know | Don't know | 0 | 0 | 0
205 | 2 | NE | Design2000 Plus Lighting Study | Evaluation - Multiyear | National Grid | Yes | 2008 | B |  | x | Non-Res | Commercial; Industrial | Lighting - Interior | Lighting |  | 241 | 241 | 241 | 151-250 | Metered |  | David | Duda | david.duda@kema.com |  | Don't know | Lighting Loggers | Don't know | Don't know |  |  | 0 | Don't know | Don't know | Don't know | Don't know | Don't know | Don't know | Don't know | Don't know | Don't know | Don't know | Don't know | Don't know | 0 | 0 | 0
206 | 2 | NE | Custom lighting Impact Study | Evaluation | National Grid | Yes | 2007 | B |  | x | Non-Res | Commercial; Industrial | Lighting - Interior | Lighting |  | 10 | 10 | 10 | 0-50 | Metered |  | David | Duda | david.duda@kema.com |  | Don't know | Current loggers, power loggers, temperature loggers, TOU | Don't know | Don't know |  |  | 0 | Don't know | Don't know | Don't know | Don't know | Don't know | Don't know | Don't know | Don't know | Don't know | Don't know | Don't know | Don't know | 0 | 0 | 0
207 | 2 | NE | Custom HVAC Impact Study | Evaluation | National Grid | Yes | 2008 | B |  | x | Non-Res | Commercial; Industrial | HVAC - Other | HVAC |  | 11 | 11 | 11 | 0-50 | Metered |  | David | Duda | david.duda@kema.com |  | Don't know | Spot Power and Lighting Loggers | Don't know | Don't know |  |  | 0 | Don't know | Don't know | Don't know | Don't know | Don't know | Don't know | Don't know | Don't know | Don't know | Don't know | Don't know | Don't know | 0 | 0 | 0
208 | 2 | NE | Lighting Controls Impact Study | Evaluation | National Grid | Yes | 2007 | B |  | x | Non-Res | Commercial; Industrial | Lighting Controls | Lighting Controls |  | 40 | 40 | 40 | 0-50 | Metered |  | David | Duda | david.duda@kema.com |  | Don't know | Spot Power, TOU lighting loggers, power measurement | Don't know | Don't know |  |  | 0 | Don't know | Don't know | Don't know | Don't know | Don't know | Don't know | Don't know | Don't know | Don't know | Don't know | Don't know | Don't know | 0 | 0 | 0
209 | 1 | NE | SBS Custom Impact | Evaluation - Multiyear | National Grid | Yes | 2006 | B |  | x | Non-Res | Commercial | Lighting - Exterior | Lighting |  |  |  | Blank | Blank | Metered |  | David | Duda | david.duda@kema.com |  | Don't know | TOU lighting loggers, current loggers, power recorders | Don't know | Don't know |  |  | 0 | Don't know | Don't know | Don't know | Don't know | Don't know | Don't know | Don't know | Don't know | Don't know | Don't know | Don't know | Don't know | 0 | 0 | 0
210 | 1 | NE | SBS Custom Impact | Evaluation - Multiyear | National Grid | Yes | 2006 | B |  | x | Non-Res | Commercial | Lighting - Interior | Lighting |  | 10 | 10 | 10 | 0-50 | Metered |  | David | Duda | david.duda@kema.com |  | Don't know | TOU lighting loggers, current loggers, power recorders | Don't know | Don't know |  |  | 0 | Don't know | Don't know | Don't know | Don't know | Don't know | Don't know | Don't know | Don't know | Don't know | Don't know | Don't know | Don't know | 0 | 0 | 0
211 | 1 | NE | SBS Custom Impact | Evaluation - Multiyear | National Grid | Yes | 2006 | B |  | x | Non-Res | Commercial | Refrigeration | Refrigeration |  | 5 | 5 | 5 | 0-50 | Metered |  | David | Duda | david.duda@kema.com |  | Don't know | TOU lighting loggers, current loggers, power recorders | Don't know | Don't know |  |  | 0 | Don't know | Don't know | Don't know | Don't know | Don't know | Don't know | Don't know | Don't know | Don't know | Don't know | Don't know | Don't know | 0 | 0 | 0
24 | 5 | Midwest | General Load Research Program | LRS | MidAmerican Energy Company | Yes |  | B |  | x | Non-Res | Government; Commercial; Industrial | Whole Building |  |  | 600 | 600 | 600 |  | Metered | Usage | Martha | Bakeris | MHBakeris@midamerican.com | MidAmerican Energy Holdings Company | Multi-year study | Custom data logger | 60 minutes | Yes | SQL server files | 2 | Yes | Yes | No | No | Yes | No | Yes | Yes | Yes | Yes | Don't know | Yes | Yes | 0 | Yes, could provide for a fee | 0
25 | 5 | Midwest | General Load Research Program | LRS | MidAmerican Energy Company | Yes |  | D | x |  | Res | Single-family; Multi-family; Mobile home/Manufactured Housing; Low income | Whole Building |  |  | 410 | 410 | 410 |  | Metered | Usage | Martha | Bakeris | MHBakeris@midamerican.com | MidAmerican Energy Holdings Company | Multi-year study | Custom data logger | 60 minutes | Yes | SQL server files | 2 | Yes | Yes | No | No | Yes | No | Yes | Yes | Yes | Yes | Don't know | Yes | Yes | 0 | Yes, could provide for a fee | 0
26 | 2 | NW | End-Use Load and Conservation Assessment Program (ELCAP) | LRS | Bonneville Power Administration | Yes | 1990 | D | x |  | Res | Single-family; Multi-family; MCS and RSDP homes | Water heating | DHW |  | 390 | 390 | 390 | 251-700 | Metered | Usage | Bill | Sandusky | bill.sandusky@pnl.gov | Pacific Northwest National Lab | Multi-year study | Commercial true power data logger | 15 minutes | Yes | SAS dataset | 1 Readily accessible | Yes | Yes | Yes | No | Yes | Don't know | Yes | Yes | No | No | No | Yes | Yes | 0 | Yes, could likely provide at no cost | Much of the data is characterized by building type. Numerous reports that summarize the data are available.
27 | 2 | NW | End-Use Load and Conservation Assessment Program (ELCAP) | LRS | Bonneville Power Administration | Yes | 1990 | D |  | x | Non-Res | Commercial | Food Service Equipment | Food Service |  | 20 | 20 | 20 | 0-50 | Metered | Usage | Bill | Sandusky | bill.sandusky@pnl.gov | Pacific Northwest National Lab | Multi-year study | Commercial true power data logger | 15 minutes | Yes | SAS dataset | 1 Readily accessible | Yes | Yes | Yes | No | Yes | Don't know | Yes | Yes | No | No | No | Yes | Yes | 0 | Yes, could likely provide at no cost | Much of the data is characterized by building type. Numerous reports that summarize the data are available.
28 | 2 | NW | End-Use Load and Conservation Assessment Program (ELCAP) | LRS | Bonneville Power Administration | Yes | 1990 | D |  | x | Non-Res | Commercial | HVAC - Cooling | HVAC |  | 110 | 110 | 110 | 51-150 | Metered | Usage | Bill | Sandusky | bill.sandusky@pnl.gov | Pacific Northwest National Lab | Multi-year study | Commercial true power data logger | 15 minutes | Yes | SAS dataset | 1 Readily accessible | Yes | Yes | Yes | No | Yes | Don't know | Yes | Yes | No | No | No | Yes | Yes | 0 | Yes, could likely provide at no cost | Much of the data is characterized by building type. Numerous reports that summarize the data are available.
29 | 2 | NW | End-Use Load and Conservation Assessment Program (ELCAP) | LRS | Bonneville Power Administration | Yes | 1990 | D | x |  | Res | Single-family; Multi-family; MCS and RSDP homes | HVAC - Cooling | HVAC |  | 390 | 390 | 390 | 251-700 | Metered | Usage | Bill | Sandusky | bill.sandusky@pnl.gov | Pacific Northwest National Lab | Multi-year study | Commercial true power data logger | 15 minutes | Yes | SAS dataset | 1 Readily accessible | Yes | Yes | Yes | No | Yes | Don't know | Yes | Yes | No | No | No | Yes | Yes | 0 | Yes, could likely provide at no cost | Much of the data is characterized by building type. Numerous reports that summarize the data are available.
30 | 2 | NW | End-Use Load and Conservation Assessment Program (ELCAP) | LRS | Bonneville Power Administration | Yes | 1990 | D |  | x | Non-Res | Commercial | HVAC - Fan Energy | HVAC |  | 110 | 110 | 110 | 51-150 | Metered | Usage | Bill | Sandusky | bill.sandusky@pnl.gov | Pacific Northwest National Lab | Multi-year study | Commercial true power data logger | 15 minutes | Yes | SAS dataset | 1 Readily accessible | Yes | Yes | Yes | No | Yes | Don't know | Yes | Yes | No | No | No | Yes | Yes | 0 | Yes, could likely provide at no cost | Much of the data is characterized by building type. Numerous reports that summarize the data are available.
31 | 2 | NW | End-Use Load and Conservation Assessment Program (ELCAP) | LRS | Bonneville Power Administration | Yes | 1990 | D | x |  | Res | Single-family; Multi-family; MCS and RSDP homes | HVAC - Fan Energy | HVAC |  | 390 | 390 | 390 | 251-700 | Metered | Usage | Bill | Sandusky | bill.sandusky@pnl.gov | Pacific Northwest National Lab | Multi-year study | Commercial true power data logger | 15 minutes | Yes | SAS dataset | 1 Readily accessible | Yes | Yes | Yes | No | Yes | Don't know | Yes | Yes | No | No | No | Yes | Yes | 0 | Yes, could likely provide at no cost | Much of the data is characterized by building type. Numerous reports that summarize the data are available.
32 | 2 | NW | End-Use Load and Conservation Assessment Program (ELCAP) | LRS | Bonneville Power Administration | Yes | 1990 | D |  | x | Non-Res | Commercial | HVAC - Heating | HVAC |  | 110 | 110 | 110 | 51-150 | Metered | Usage | Bill | Sandusky | bill.sandusky@pnl.gov | Pacific Northwest National Lab | Multi-year study | Commercial true power data logger | 15 minutes | Yes | SAS dataset | 1 Readily accessible | Yes | Yes | Yes | No | Yes | Don't know | Yes | Yes | No | No | No | Yes | Yes | 0 | Yes, could likely provide at no cost | Much of the data is characterized by building type. Numerous reports that summarize the data are available.
33 | 2 | NW | End-Use Load and Conservation Assessment Program (ELCAP) | LRS | Bonneville Power Administration | Yes | 1990 | D | x |  | Res | Single-family; Multi-family; MCS and RSDP homes | HVAC - Heating | HVAC |  | 390 | 390 | 390 | 251-700 | Metered | Usage | Bill | Sandusky | bill.sandusky@pnl.gov | Pacific Northwest National Lab | Multi-year study | Commercial true power data logger | 15 minutes | Yes | SAS dataset | 1 Readily accessible | Yes | Yes | Yes | No | Yes | Don't know | Yes | Yes | No | No | No | Yes | Yes | 0 | Yes, could likely provide at no cost | Much of the data is characterized by building type. Numerous reports that summarize the data are available.
34 | 2 | NW | End-Use Load and Conservation Assessment Program (ELCAP) | LRS | Bonneville Power Administration | Yes | 1990 | D |  | x | Non-Res | Commercial | HVAC - Other | HVAC |  | 110 | 110 | 110 | 51-150 | Metered | Usage | Bill | Sandusky | bill.sandusky@pnl.gov | Pacific Northwest National Lab | Multi-year study | Commercial true power data logger | 15 minutes | Yes | SAS dataset | 1 Readily accessible | Yes | Yes | Yes | No | Yes | Don't know | Yes | Yes | No | No | No | Yes | Yes | 0 | Yes, could likely provide at no cost | Much of the data is characterized by building type. Numerous reports that summarize the data are available.
35 | 2 | NW | End-Use Load and Conservation Assessment Program (ELCAP) | LRS | Bonneville Power Administration | Yes | 1990 | D | x |  | Res | Single-family; Multi-family; MCS and RSDP homes | HVAC - Other | HVAC |  | 390 | 390 | 390 | 251-700 | Metered | Usage | Bill | Sandusky | bill.sandusky@pnl.gov | Pacific Northwest National Lab | Multi-year study | Commercial true power data logger | 15 minutes | Yes | SAS dataset | 1 Readily accessible | Yes | Yes | Yes | No | Yes | Don't know | Yes | Yes | No | No | No | Yes | Yes | 0 | Yes, could likely provide at no cost | Much of the data is characterized by building type. Numerous reports that summarize the data are available.
36 | 2 | NW | End-Use Load and Conservation Assessment Program (ELCAP) | LRS | Bonneville Power Administration | Yes | 1990 | D |  | x | Non-Res | Commercial | HVAC - Reheat | HVAC |  | unknown |  | Blank | Blank | Metered | Usage | Bill | Sandusky | bill.sandusky@pnl.gov | Pacific Northwest National Lab | Multi-year study | Commercial true power data logger | 15 minutes | Yes | SAS dataset | 1 Readily accessible | Yes | Yes | Yes | No | Yes | Don't know | Yes | Yes | No | No | No | Yes | Yes | 0 | Yes, could likely provide at no cost | Much of the data is characterized by building type. Numerous reports that summarize the data are available.
37 | 2 | NW | End-Use Load and Conservation Assessment Program (ELCAP) | LRS | Bonneville Power Administration | Yes | 1990 | D |  | x | Non-Res | Commercial | HVAC - Ventilation | HVAC |  | 110 | 110 | 110 | 51-150 | Metered | Usage | Bill | Sandusky | bill.sandusky@pnl.gov | Pacific Northwest National Lab | Multi-year study | Commercial true power data logger | 15 minutes | Yes | SAS dataset | 1 Readily accessible | Yes | Yes | Yes | No | Yes | Don't know | Yes | Yes | No | No | No | Yes | Yes | 0 | Yes, could likely provide at no cost | Much of the data is characterized by building type. Numerous reports that summarize the data are available.
38 | 2 | NW | End-Use Load and Conservation Assessment Program (ELCAP) | LRS | Bonneville Power Administration | Yes | 1990 | D | x |  | Res | Single-family; Multi-family; MCS and RSDP homes | HVAC - Ventilation | HVAC |  | 390 | 390 | 390 | 251-700 | Metered | Usage | Bill | Sandusky | bill.sandusky@pnl.gov | Pacific Northwest National Lab | Multi-year study | Commercial true power data logger | 15 minutes | Yes | SAS dataset | 1 Readily accessible | Yes | Yes | Yes | No | Yes | Don't know | Yes | Yes | No | No | No | Yes | Yes | 0 | Yes, could likely provide at no cost | Much of the data is characterized by building type. Numerous reports that summarize the data are available.
39 | 2 | NW | End-Use Load and Conservation Assessment Program (ELCAP) | LRS | Bonneville Power Administration | Yes | 1990 | D |  | x | Non-Res | Commercial | Lighting - Exterior | Lighting |  | 110 | 110 | 110 | 51-150 | Metered | Usage | Bill | Sandusky | bill.sandusky@pnl.gov | Pacific Northwest National Lab | Multi-year study | Commercial true power data logger | 15 minutes | Yes | SAS dataset | 1 Readily accessible | Yes | Yes | Yes | No | Yes | Don't know | Yes | Yes | No | No | No | Yes | Yes | 0 | Yes, could likely provide at no cost | Much of the data is characterized by building type. Numerous reports that summarize the data are available.
40 | 2 | NW | End-Use Load and Conservation Assessment Program (ELCAP) | LRS | Bonneville Power Administration | Yes | 1990 | D | x |  | Res | Single-family; Multi-family; MCS and RSDP homes | Lighting - Exterior | Lighting |  | 390 | 390 | 390 | 251-700 | Metered | Usage | Bill | Sandusky | bill.sandusky@pnl.gov | Pacific Northwest National Lab | Multi-year study | Commercial true power data logger | 15 minutes | Yes | SAS dataset | 1 Readily accessible | Yes | Yes | Yes | No | Yes | Don't know | Yes | Yes | No | No | No | Yes | Yes | 0 | Yes, could likely provide at no cost | Much of the data is characterized by building type. Numerous reports that summarize the data are available.
41 | 2 | NW | End-Use Load and Conservation Assessment Program (ELCAP) | LRS | Bonneville Power Administration | Yes | 1990 | D |  | x | Non-Res | Commercial | Lighting - Interior | Lighting |  | 110 | 110 | 110 | 51-150 | Metered | Usage | Bill | Sandusky | bill.sandusky@pnl.gov | Pacific Northwest National Lab | Multi-year study | Commercial true power data logger | 15 minutes | Yes | SAS dataset | 1 Readily accessible | Yes | Yes | Yes | No | Yes | Don't know | Yes | Yes | No | No | No | Yes | Yes | 0 | Yes, could likely provide at no cost | Much of the data is characterized by building type. Numerous reports that summarize the data are available.
42 | 2 | NW | End-Use Load and Conservation Assessment Program (ELCAP) | LRS | Bonneville Power Administration | Yes | 1990 | D | x |  | Res | Single-family; Multi-family; MCS and RSDP homes | Lighting - Interior | Lighting |  | 390 | 390 | 390 | 251-700 | Metered | Usage | Bill | Sandusky | bill.sandusky@pnl.gov | Pacific Northwest National Lab | Multi-year study | Commercial true power data logger | 15 minutes | Yes | SAS dataset | 1 Readily accessible | Yes | Yes | Yes | No | Yes | Don't know | Yes | Yes | No | No | No | Yes | Yes | 0 | Yes, could likely provide at no cost | Much of the data is characterized by building type. Numerous reports that summarize the data are available.
43 | 2 | NW | End-Use Load and Conservation Assessment Program (ELCAP) | LRS | Bonneville Power Administration | Yes | 1990 | B |  | x | Non-Res | Commercial | Plug Load | Appliances |  | 110 | 110 | 110 | 51-150 | Metered | Usage | Bill | Sandusky | bill.sandusky@pnl.gov | Pacific Northwest National Lab | Multi-year study | Commercial true power data logger | 15 minutes | Yes | SAS dataset | 1 Readily accessible | Yes | Yes | Yes | No | Yes | Don't know | Yes | Yes | No | No | No | Yes | Yes | 0 | Yes, could likely provide at no cost | Much of the data is characterized by building type. Numerous reports that summarize the data are available.
44 | 2 | NW | End-Use Load and Conservation Assessment Program (ELCAP) | LRS | Bonneville Power Administration | Yes | 1990 | B | x |  | Res | Single-family; Multi-family; MCS and RSDP homes | Plug Load | Appliances |  | 390 | 390 | 390 | 251-700 | Metered | Usage | Bill | Sandusky | bill.sandusky@pnl.gov | Pacific Northwest National Lab | Multi-year study | Commercial true power data logger | 15 minutes | Yes | SAS dataset | 1 Readily accessible | Yes | Yes | Yes | No | Yes | Don't know | Yes | Yes | No | No | No | Yes | Yes | 0 | Yes, could likely provide at no cost | Much of the data is characterized by building type. Numerous reports that summarize the data are available.
45 | 2 | NW | End-Use Load and Conservation Assessment Program (ELCAP) | LRS | Bonneville Power Administration | Yes | 1990 | D |  | x | Non-Res | Commercial | Refrigeration | Refrigeration |  | 20 | 20 | 20 | 0-50 | Metered | Usage | Bill | Sandusky | bill.sandusky@pnl.gov | Pacific Northwest National Lab | Multi-year study | Commercial true power data logger | 15 minutes | Yes | SAS dataset | 1 Readily accessible | Yes | Yes | Yes | No | Yes | Don't know | Yes | Yes | No | No | No | Yes | Yes | 0 | Yes, could likely provide at no cost | Much of the data is characterized by building type. Numerous reports that summarize the data are available.
46 | 2 | NW | End-Use Load and Conservation Assessment Program (ELCAP) | LRS | Bonneville Power Administration | Yes | 1990 | D |  | x | Non-Res | Commercial | Water heating | DHW |  | 110 | 110 | 110 | 51-150 | Metered | Usage | Bill | Sandusky | bill.sandusky@pnl.gov | Pacific Northwest National Lab | Multi-year study | Commercial true power data logger | 15 minutes | Yes | SAS dataset | 1 Readily accessible | Yes | Yes | Yes | No | Yes | Don't know | Yes | Yes | No | No | No | Yes | Yes | 0 | Yes, could likely provide at no cost | Much of the data is characterized by building type. Numerous reports that summarize the data are available.
47 | 2 | NW | End-Use Load and Conservation Assessment Program (ELCAP) | LRS | Bonneville Power Administration | Yes | 1990 | D |  | x | Non-Res | Commercial | Whole Building |  |  | 110 | 110 | 110 |  | Metered | Usage | Bill | Sandusky | bill.sandusky@pnl.gov | Pacific Northwest National Lab | Multi-year study | Commercial true power data logger | 15 minutes | Yes | SAS dataset | 1 Readily accessible | Yes | Yes | Yes | No | Yes | Don't know | Yes | Yes | No | No | No | Yes | Yes | 0 | Yes, could likely provide at no cost | Much of the data is characterized by building type. Numerous reports that summarize the data are available.
48 | 2 | NW | End-Use Load and Conservation Assessment Program (ELCAP) | LRS | Bonneville Power Administration | Yes | 1990 | D | x |  | Res | Single-family; Multi-family; MCS and RSDP homes | Whole Building |  |  | 390 | 390 | 390 |  | Metered | Usage | Bill | Sandusky | bill.sandusky@pnl.gov | Pacific Northwest National Lab | Multi-year study | Commercial true power data logger | 15 minutes | Yes | SAS dataset | 1 Readily accessible | Yes | Yes | Yes | No | Yes | Don't know | Yes | Yes | No | No | No | Yes | Yes | 0 | Yes, could likely provide at no cost | Much of the data is characterized by building type. Numerous reports that summarize the data are available.
49 | 1 | South | AEC System Load Research Study | LRS | AEC | Yes | 2008 | D | x |  | Res | Single-family; Multi-family; Mobile home/Manufactured Housing | Water heating | DHW |  | 286 | 286 | 286 | 251-700 | Metered | Usage | David | Duda | david.duda@kema.com |  | Multi-year study | Commercial true power data logger | 15 minutes | No | MV90 | 2 | Yes | Yes | Don't know | Don't know | Don't know | Don't know | No | No | No | No | No | No | Don't know | 0 | Yes, could likely provide at no cost | 0
50 | 1 | South | AEC System Load Research Study | LRS | AEC | Yes | 2008 | D | x |  | Res | Single-family; Multi-family; Mobile home/Manufactured Housing | HVAC | HVAC | Dual fuel | 22 | 22 | 22 | 0-50 | Metered | Usage | David | Duda | david.duda@kema.com |  | Multi-year study | Commercial true power data logger | 15 minutes | No | MV90 | 2 | Yes | Yes | Don't know | Don't know | Don't know | Don't know | No | No | No | No | No | No | Don't know | 0 | Yes, could likely provide at no cost | 0
51 | 1 | South | AEC System Load Research Study | LRS | AEC | Yes | 2008 | D | x |  | Res | Single-family; Multi-family; Mobile home/Manufactured Housing | HVAC | HVAC | Geothermal | 14 | 14 | 14 | 0-50 | Metered | Usage | David | Duda | david.duda@kema.com |  | Multi-year study | Commercial true power data logger | 15 minutes | No | MV90 | 2 | Yes | Yes | Don't know | Don't know | Don't know | Don't know | No | No | No | No | No | No | Don't know | 0 | Yes, could likely provide at no cost | 0
52 | 1 | South | AEC System Load Research Study | LRS | AEC | Yes | 2008 | D | x |  | Res | Single-family; Multi-family; Mobile home/Manufactured Housing | HVAC - Cooling | HVAC |  | 220 | 220 | 220 | 151-250 | Metered | Usage | David | Duda | david.duda@kema.com |  | Multi-year study | Commercial true power data logger | 15 minutes | No | MV90 | 2 | Yes | Yes | Don't know | Don't know | Don't know | Don't know | No | No | No | No | No | No | Don't know | 0 | Yes, could likely provide at no cost | 0
53 | 1 | South | AEC System Load Research Study | LRS | AEC | Yes | 2008 | D | x |  | Res | Single-family; Multi-family; Mobile home/Manufactured Housing | HVAC - Heating | HVAC |  | 169 | 169 | 169 | 151-250 | Metered | Usage | David | Duda | david.duda@kema.com |  | Multi-year study | Commercial true power data logger | 15 minutes | No | MV90 | 2 | Yes | Yes | Don't know | Don't know | Don't know | Don't know | No | No | No | No | No | No | Don't know | 0 | Yes, could likely provide at no cost | 0
54 | 1 | South | AEC System Load Research Study | LRS | AEC | Yes | 2008 | D | x |  | Res | Single-family; Multi-family; Mobile home/Manufactured Housing | Whole Building |  |  | 915 | 915 | 915 |  | Metered | Usage | David | Duda | david.duda@kema.com |  | Multi-year study | Commercial true power data logger | 15 minutes | No | MV90 | 2 | Yes | Yes | Don't know | Don't know | Don't know | Don't know | No | No | No | No | No | No | Don't know | 0 | Yes, could likely provide at no cost | 0
55 | 1 | NW | Load Monitoring Project (LMP) | LRS | BC Hydro - LMP approved by BC Utilities Commission in 1991/2 | Yes |  | D | x |  | Res | Single-family | Appliances - Kitchen | Appliances |  | 25 (now 10) | 25 | 25 | 0-50 | Metered | Both | Andy | Berrisford | andrew.berrisford@bchydro.com | BC Hydro | Multi-year study | Commercial true power data logger | 15 minutes | Yes |  | 1 Readily accessible | No | Yes | Yes | Yes | Yes | Don't know | No | No | No | No | No | No | Yes | 0 | Yes, could likely provide at no cost | The data has been collected for 15 years as the number of good end-use channels declined from ~400 to ~60 today. Not much use was made of the data for many years. The data were superficially analysed and reported on occasionally - every 5 years. During the past 2 years, the need for end-use data has prompted a deeper look at this data for specific end-uses - fridge, freezer, water heater. For these end-uses the data was cleaned and analyzed. The data for other end-uses has not been cleaned and may be useless.
56 | 1 | NW | Load Monitoring Project (LMP) | LRS | BC Hydro - LMP approved by BC Utilities Commission in 1991/2 | Yes |  | D | x |  | Res | Single-family | Appliances - Laundry | Appliances |  | 60 (now 4) | 60 | 60 | 51-150 | Metered | Both | Andy | Berrisford | andrew.berrisford@bchydro.com | BC Hydro | Multi-year study | Commercial true power data logger | 15 minutes | Yes |  | 1 Readily accessible | No | Yes | Yes | Yes | Yes | Don't know | No | No | No | No | No | No | Yes | 0 | Yes, could likely provide at no cost | The data has been collected for 15 years as the number of good end-use channels declined from ~400 to ~60 today. Not much use was made of the data for many years. The data were superficially analysed and reported on occasionally - every 5 years. During the past 2 years, the need for end-use data has prompted a deeper look at this data for specific end-uses - fridge, freezer, water heater. For these end-uses the data was cleaned and analyzed. The data for other end-uses has not been cleaned and may be useless.
57 | 1 | NW | Load Monitoring Project (LMP) | LRS | BC Hydro - LMP approved by BC Utilities Commission in 1991/2 | Yes |  | D | x |  | Res | Single-family | Appliances - Refrigerators | Appliances |  | 55 (now 10) | 55 | 55 | 51-150 | Metered | Both | Andy | Berrisford | andrew.berrisford@bchydro.com | BC Hydro | Multi-year study | Commercial true power data logger | 15 minutes | Yes |  | 1 Readily accessible | No | Yes | Yes | Yes | Yes | Don't know | No | No | No | No | No | No | Yes | 0 | Yes, could likely provide at no cost | The data has been collected for 15 years as the number of good end-use channels declined from ~400 to ~60 today. Not much use was made of the data for many years. The data were superficially analysed and reported on occasionally - every 5 years. During the past 2 years, the need for end-use data has prompted a deeper look at this data for specific end-uses - fridge, freezer, water heater. For these end-uses the data was cleaned and analyzed. The data for other end-uses has not been cleaned and may be useless.
58 | 1 | NW | Load Monitoring Project (LMP) | LRS | BC Hydro - LMP approved by BC Utilities Commission in 1991/2 | Yes |  | D | x |  | Res | Single-family | Water heating | DHW |  | 35 (now 4) | 35 | 35 | 0-50 | Metered | Both | Andy | Berrisford | andrew.berrisford@bchydro.com | BC Hydro | Multi-year study | Commercial true power data logger | 15 minutes | Yes |  | 1 Readily accessible | No | Yes | Yes | Yes | Yes | Don't know | No | No | No | No | No | No | Yes | 0 | Yes, could likely provide at no cost | The data has been collected for 15 years as the number of good end-use channels declined from ~400 to ~60 today. Not much use was made of the data for many years. The data were superficially analysed and reported on occasionally - every 5 years. During the past 2 years, the need for end-use data has prompted a deeper look at this data for specific end-uses - fridge, freezer, water heater. For these end-uses the data was cleaned and analyzed. The data for other end-uses has not been cleaned and may be useless.
59 | 1 | NW | Load Monitoring Project (LMP) | LRS | BC Hydro - LMP approved by BC Utilities Commission in 1991/2 | Yes |  | B | x |  | Res | Single-family | Whole Building |  |  | 140 | 140 | 140 |  | Metered | Both | Andy | Berrisford | andrew.berrisford@bchydro.com | BC Hydro | Multi-year study | Commercial true power data logger | 15 minutes | Yes |  | 1 Readily accessible | No | Yes | Yes | Yes | Yes | Don't know | No | No | No | No | No | No | Yes | 0 | Yes, could likely provide at no cost | The data has been collected for 15 years as the number of good end-use channels declined from ~400 to ~60 today. Not much use was made of the data for many years. The data were superficially analysed and reported on occasionally - every 5 years. During the past 2 years, the need for end-use data has prompted a deeper look at this data for specific end-uses - fridge, freezer, water heater. For these end-uses the data was cleaned and analyzed. The data for other end-uses has not been cleaned and may be useless.
60 | 1 | NW | Power Smart Residential End-use Study | LRS | BC Hydro - Power Smart | No | unknown | B | x |  | Res | Single-family; Multi-family; Mobile home/Manufactured Housing; Low income | Appliances - Kitchen | Appliances |  | >300 | 300 | 300 | 251-700 | Metered |  | Andy | Berrisford | andrew.berrisford@bchydro.com | BC Hydro | 1 year of study | Donâ€™t know | 15 minutes | Yes | Mainframe ADABAS | 5 Completely inaccessible | Yes | Yes | Yes | Don't know | No | No | No | No | No | No | No | No | No | 0 | 0 | This study is in the planning and piloting stage. We have tested suitable equipment in a single home, and will run a pilot on 3 homes during the summer of 2009. If successful, we intend implementing a large scale project in several hundred homes, hopefully starting in the fall of 2009
61 | 1 | NW | Power Smart Residential End-use Study | LRS | BC Hydro - Power Smart | No | unknown | B | x |  | Res | Single-family; Multi-family; Mobile home/Manufactured Housing; Low income | Appliances - Laundry | Appliances |  | >300 | 300 | 300 | 251-700 | Metered |  | Andy | Berrisford | andrew.berrisford@bchydro.com | BC Hydro | 1 year of study | Donâ€™t know | 15 minutes | Yes | Mainframe ADABAS | 5 Completely inaccessible | Yes | Yes | Yes | Don't know | No | No | No | No | No | No | No | No | No | 0 | 0 | This study is in the planning and piloting stage. We have tested suitable equipment in a single home, and will run a pilot on 3 homes during the summer of 2009. If successful, we intend implementing a large scale project in several hundred homes, hopefully starting in the fall of 2009
62 | 1 | NW | Power Smart Residential End-use Study | LRS | BC Hydro - Power Smart | No | unknown | B | x |  | Res | Single-family; Multi-family; Mobile home/Manufactured Housing; Low income | Appliances - Refrigerators | Appliances |  | >300 | 300 | 300 | 251-700 | Metered |  | Andy | Berrisford | andrew.berrisford@bchydro.com | BC Hydro | 1 year of study | Donâ€™t know | 15 minutes | Yes | Mainframe ADABAS | 5 Completely inaccessible | Yes | Yes | Yes | Don't know | No | No | No | No | No | No | No | No | No | 0 | 0 | This study is in the planning and piloting stage. We have tested suitable equipment in a single home, and will run a pilot on 3 homes during the summer of 2009. If successful, we intend implementing a large scale project in several hundred homes, hopefully starting in the fall of 2009
63 | 1 | NW | Power Smart Residential End-use Study | LRS | BC Hydro - Power Smart | No | unknown | B | x |  | Res | Single-family; Multi-family; Mobile home/Manufactured Housing; Low income | Water heating | DHW |  | >300 | 300 | 300 | 251-700 | Metered |  | Andy | Berrisford | andrew.berrisford@bchydro.com | BC Hydro | 1 year of study | Donâ€™t know | 15 minutes | Yes | Mainframe ADABAS | 5 Completely inaccessible | Yes | Yes | Yes | Don't know | No | No | No | No | No | No | No | No | No | 0 | 0 | This study is in the planning and piloting stage. We have tested suitable equipment in a single home, and will run a pilot on 3 homes during the summer of 2009. If successful, we intend implementing a large scale project in several hundred homes, hopefully starting in the fall of 2009
64 | 1 | NW | Power Smart Residential End-use Study | LRS | BC Hydro - Power Smart | No | unknown | B | x |  | Res | Single-family; Multi-family; Mobile home/Manufactured Housing; Low income | HVAC - Cooling | HVAC |  | >100 | 100 | 100 | 51-150 | Metered |  | Andy | Berrisford | andrew.berrisford@bchydro.com | BC Hydro | 1 year of study | Donâ€™t know | 15 minutes | Yes | Mainframe ADABAS | 5 Completely inaccessible | Yes | Yes | Yes | Don't know | No | No | No | No | No | No | No | No | No | 0 | 0 | This study is in the planning and piloting stage. We have tested suitable equipment in a single home, and will run a pilot on 3 homes during the summer of 2009. If successful, we intend implementing a large scale project in several hundred homes, hopefully starting in the fall of 2009
65 | 1 | NW | Power Smart Residential End-use Study | LRS | BC Hydro - Power Smart | No | unknown | B | x |  | Res | Single-family; Multi-family; Mobile home/Manufactured Housing; Low income | HVAC - Fan Energy | HVAC |  | >100 | 100 | 100 | 51-150 | Metered |  | Andy | Berrisford | andrew.berrisford@bchydro.com | BC Hydro | 1 year of study | Donâ€™t know | 15 minutes | Yes | Mainframe ADABAS | 5 Completely inaccessible | Yes | Yes | Yes | Don't know | No | No | No | No | No | No | No | No | No | 0 | 0 | This study is in the planning and piloting stage. We have tested suitable equipment in a single home, and will run a pilot on 3 homes during the summer of 2009. If successful, we intend implementing a large scale project in several hundred homes, hopefully starting in the fall of 2009
66 | 1 | NW | Power Smart Residential End-use Study | LRS | BC Hydro - Power Smart | No | unknown | B | x |  | Res | Single-family; Multi-family; Mobile home/Manufactured Housing; Low income | HVAC - Heating | HVAC |  | >300 | 300 | 300 | 251-700 | Metered |  | Andy | Berrisford | andrew.berrisford@bchydro.com | BC Hydro | 1 year of study | Donâ€™t know | 15 minutes | Yes | Mainframe ADABAS | 5 Completely inaccessible | Yes | Yes | Yes | Don't know | No | No | No | No | No | No | No | No | No | 0 | 0 | This study is in the planning and piloting stage. We have tested suitable equipment in a single home, and will run a pilot on 3 homes during the summer of 2009. If successful, we intend implementing a large scale project in several hundred homes, hopefully starting in the fall of 2009
67 | 1 | NW | Power Smart Residential End-use Study | LRS | BC Hydro - Power Smart | No | unknown | B | x |  | Res | Single-family; Multi-family; Mobile home/Manufactured Housing; Low income | Lighting - Exterior | Lighting |  | >50 | 50 | 50 | 0-50 | Metered |  | Andy | Berrisford | andrew.berrisford@bchydro.com | BC Hydro | 1 year of study | Donâ€™t know | 15 minutes | Yes | Mainframe ADABAS | 5 Completely inaccessible | Yes | Yes | Yes | Don't know | No | No | No | No | No | No | No | No | No | 0 | 0 | This study is in the planning and piloting stage. We have tested suitable equipment in a single home, and will run a pilot on 3 homes during the summer of 2009. If successful, we intend implementing a large scale project in several hundred homes, hopefully starting in the fall of 2009
68 | 1 | NW | Power Smart Residential End-use Study | LRS | BC Hydro - Power Smart | No | unknown | B | x |  | Res | Single-family; Multi-family; Mobile home/Manufactured Housing; Low income | Lighting - Interior | Lighting |  | >300 | 300 | 300 | 251-700 | Metered |  | Andy | Berrisford | andrew.berrisford@bchydro.com | BC Hydro | 1 year of study | Donâ€™t know | 15 minutes | Yes | Mainframe ADABAS | 5 Completely inaccessible | Yes | Yes | Yes | Don't know | No | No | No | No | No | No | No | No | No | 0 | 0 | This study is in the planning and piloting stage. We have tested suitable equipment in a single home, and will run a pilot on 3 homes during the summer of 2009. If successful, we intend implementing a large scale project in several hundred homes, hopefully starting in the fall of 2009
69 | 1 | NW | Power Smart Residential End-use Study | LRS | BC Hydro - Power Smart | No | unknown | B | x |  | Res | Single-family; Multi-family; Mobile home/Manufactured Housing; Low income | Plug Load | Appliances |  | >300 | 300 | 300 | 251-700 | Metered |  | Andy | Berrisford | andrew.berrisford@bchydro.com | BC Hydro | 1 year of study | Donâ€™t know | 15 minutes | Yes | Mainframe ADABAS | 5 Completely inaccessible | Yes | Yes | Yes | Don't know | No | No | No | No | No | No | No | No | No | 0 | 0 | This study is in the planning and piloting stage. We have tested suitable equipment in a single home, and will run a pilot on 3 homes during the summer of 2009. If successful, we intend implementing a large scale project in several hundred homes, hopefully starting in the fall of 2009
70 | 1 | NW | Power Smart Residential End-use Study | LRS | BC Hydro - Power Smart | No | unknown | B | x |  | Res | Single-family; Multi-family; Mobile home/Manufactured Housing; Low income | Pool Pump | Other |  | >50 | 50 | 50 | 0-50 | Metered |  | Andy | Berrisford | andrew.berrisford@bchydro.com | BC Hydro | 1 year of study | Donâ€™t know | 15 minutes | Yes | Mainframe ADABAS | 5 Completely inaccessible | Yes | Yes | Yes | Don't know | No | No | No | No | No | No | No | No | No | 0 | 0 | This study is in the planning and piloting stage. We have tested suitable equipment in a single home, and will run a pilot on 3 homes during the summer of 2009. If successful, we intend implementing a large scale project in several hundred homes, hopefully starting in the fall of 2009
71 | 1 | NW | Power Smart Residential End-use Study | LRS | BC Hydro - Power Smart | No | unknown | B | x |  | Res | Single-family; Multi-family; Mobile home/Manufactured Housing; Low income | Plug Load | Appliances | Stand by loads | unknown |  | Blank | Blank | Metered |  | Andy | Berrisford | andrew.berrisford@bchydro.com | BC Hydro | 1 year of study | Donâ€™t know | 15 minutes | Yes | Mainframe ADABAS | 5 Completely inaccessible | Yes | Yes | Yes | Don't know | No | No | No | No | No | No | No | No | No | 0 | 0 | This study is in the planning and piloting stage. We have tested suitable equipment in a single home, and will run a pilot on 3 homes during the summer of 2009. If successful, we intend implementing a large scale project in several hundred homes, hopefully starting in the fall of 2009
72 | 1 | NW | Power Smart Residential End-use Study | LRS | BC Hydro - Power Smart | No | unknown | C | x |  | Res | Single-family; Multi-family; Mobile home/Manufactured Housing; Low income | Whole Building |  |  | >300 | 300 | 300 |  | Metered |  | Andy | Berrisford | andrew.berrisford@bchydro.com | BC Hydro | 1 year of study | Donâ€™t know | 15 minutes | Yes | Mainframe ADABAS | 5 Completely inaccessible | Yes | Yes | Yes | Don't know | No | No | No | No | No | No | No | No | No | 0 | 0 | This study is in the planning and piloting stage. We have tested suitable equipment in a single home, and will run a pilot on 3 homes during the summer of 2009. If successful, we intend implementing a large scale project in several hundred homes, hopefully starting in the fall of 2009
73 | 5 | Midwest | Indiana Electric Water Heater Study | Evaluation | American Electric Power | Yes | 1986 | D | x |  | Res | Single-family | Water heating | DHW |  | 50 | 50 | 50 | 0-50 | Metered | Both | Alan | Graves | argraves@aep.com | American Electric Power | 1 year of study | Commercial true power data logger | 15 minutes | Don't know |  | 2 | No | Yes | Yes | Don't know | Don't know | Don't know | Don't know | Don't know | Don't know | Don't know | Don't know | Don't know | Don't know | 0 | No, the data belongs to someone else | 0
74 | 5 | NW | Distribution Efficiency INitiative | LRS | NEEA | Yes | 2006 | D | x |  | Res | Single-family | Whole Building |  |  | 450 | 450 | 450 |  | Metered |  | Phil | Degens | phil.degens@energytrust.org | Energy Trust of Oregon | Multi-year study | 0 | 15 minutes | Yes | SAS dataset | 3 | Yes | Yes | No | No | No | No | Yes | Yes | Don't know | Yes | Yes | No | Yes | 0 | Yes, could provide for a fee | Whole building data collected for analyzing energy impacts of voltage reduction.
75 | 2 | Other | Center for Electric End Use Data | Compilation | EPRI, participating utilities | Yes | 1998 | D | x |  | Res | Single-family; Multi-family; Mobile home/Manufactured Housing | Appliances - Kitchen |  |  | various |  | Blank |  | Both | Usage | Craig | Williamson | cwilliamson@energy-insights.com | Energy Insights | Less than 6 months of study | utility end-use meter | 5 minutes | Yes | depends on what data is required.can be flat or SAS or EXCEL | 2 | Yes | No | No | No | No | No | No | No | No | No | No | No | No | 0 | Yes, could likely provide at no cost | THese data were contributed to EPRI as part of the Center for Electric End Use Data (CEED) in the 1980s and 1990s. There is a lot of data from several parts of the country, mostly residential but some commercial. SOme of the data is easily accessible as SAS datasets that I have online, but some is on CDs, and the most inaccessible data is on mainframe magnetic tapes, which are not likely to be recoverable. For most of the data, there are survey responses as well. We used the data to create modeled residential 8,760-hour load shapes with 12 end uses, by region and housing type, based on normal weather. We also have Commercial prototype modeled 8,760-hour load shapes, created using a hybrid of DOE-2 and the CEED data, for 52 building types, each with 10 end uses.
76 | 2 | Other | Center for Electric End Use Data | Compilation | EPRI, participating utilities | Yes | 1998 | D | x |  | Res | Single-family; Multi-family; Mobile home/Manufactured Housing | Appliances - Laundry |  |  | various |  | Blank |  | Both | Usage | Craig | Williamson | cwilliamson@energy-insights.com | Energy Insights | Less than 6 months of study | utility end-use meter | 5 minutes | Yes | depends on what data is required.can be flat or SAS or EXCEL | 2 | Yes | No | No | No | No | No | No | No | No | No | No | No | No | 0 | Yes, could likely provide at no cost | THese data were contributed to EPRI as part of the Center for Electric End Use Data (CEED) in the 1980s and 1990s. There is a lot of data from several parts of the country, mostly residential but some commercial. SOme of the data is easily accessible as SAS datasets that I have online, but some is on CDs, and the most inaccessible data is on mainframe magnetic tapes, which are not likely to be recoverable. For most of the data, there are survey responses as well. We used the data to create modeled residential 8,760-hour load shapes with 12 end uses, by region and housing type, based on normal weather. We also have Commercial prototype modeled 8,760-hour load shapes, created using a hybrid of DOE-2 and the CEED data, for 52 building types, each with 10 end uses.
77 | 2 | Other | Center for Electric End Use Data | Compilation | EPRI, participating utilities | Yes | 1998 | D | x |  | Res | Single-family; Multi-family; Mobile home/Manufactured Housing | Appliances - Refrigerators |  |  | various |  | Blank |  | Both | Usage | Craig | Williamson | cwilliamson@energy-insights.com | Energy Insights | Less than 6 months of study | utility end-use meter | 5 minutes | Yes | depends on what data is required.can be flat or SAS or EXCEL | 2 | Yes | No | No | No | No | No | No | No | No | No | No | No | No | 0 | Yes, could likely provide at no cost | THese data were contributed to EPRI as part of the Center for Electric End Use Data (CEED) in the 1980s and 1990s. There is a lot of data from several parts of the country, mostly residential but some commercial. SOme of the data is easily accessible as SAS datasets that I have online, but some is on CDs, and the most inaccessible data is on mainframe magnetic tapes, which are not likely to be recoverable. For most of the data, there are survey responses as well. We used the data to create modeled residential 8,760-hour load shapes with 12 end uses, by region and housing type, based on normal weather. We also have Commercial prototype modeled 8,760-hour load shapes, created using a hybrid of DOE-2 and the CEED data, for 52 building types, each with 10 end uses.
78 | 2 | Other | Center for Electric End Use Data | Compilation | EPRI, participating utilities | Yes | 1998 | D | x |  | Res | Single-family; Multi-family; Mobile home/Manufactured Housing | Water heating |  |  | various |  | Blank |  | Both | Usage | Craig | Williamson | cwilliamson@energy-insights.com | Energy Insights | Less than 6 months of study | utility end-use meter | 5 minutes | Yes | depends on what data is required.can be flat or SAS or EXCEL | 2 | Yes | No | No | No | No | No | No | No | No | No | No | No | No | 0 | Yes, could likely provide at no cost | THese data were contributed to EPRI as part of the Center for Electric End Use Data (CEED) in the 1980s and 1990s. There is a lot of data from several parts of the country, mostly residential but some commercial. SOme of the data is easily accessible as SAS datasets that I have online, but some is on CDs, and the most inaccessible data is on mainframe magnetic tapes, which are not likely to be recoverable. For most of the data, there are survey responses as well. We used the data to create modeled residential 8,760-hour load shapes with 12 end uses, by region and housing type, based on normal weather. We also have Commercial prototype modeled 8,760-hour load shapes, created using a hybrid of DOE-2 and the CEED data, for 52 building types, each with 10 end uses.
79 | 2 | Other | Center for Electric End Use Data | Compilation | EPRI, participating utilities | Yes | 1998 | D |  | x | Non-Res | Commercial | Food Service Equipment |  |  | various |  | Blank |  | Both | Usage | Craig | Williamson | cwilliamson@energy-insights.com | Energy Insights | Less than 6 months of study | utility end-use meter | 5 minutes | Yes | depends on what data is required.can be flat or SAS or EXCEL | 2 | Yes | No | No | No | No | No | No | No | No | No | No | No | No | 0 | Yes, could likely provide at no cost | THese data were contributed to EPRI as part of the Center for Electric End Use Data (CEED) in the 1980s and 1990s. There is a lot of data from several parts of the country, mostly residential but some commercial. SOme of the data is easily accessible as SAS datasets that I have online, but some is on CDs, and the most inaccessible data is on mainframe magnetic tapes, which are not likely to be recoverable. For most of the data, there are survey responses as well. We used the data to create modeled residential 8,760-hour load shapes with 12 end uses, by region and housing type, based on normal weather. We also have Commercial prototype modeled 8,760-hour load shapes, created using a hybrid of DOE-2 and the CEED data, for 52 building types, each with 10 end uses.
80 | 2 | Other | Center for Electric End Use Data | Compilation | EPRI, participating utilities | Yes | 1998 | D |  | x | Non-Res | Commercial | HVAC - Cooling |  |  | various |  | Blank |  | Both | Usage | Craig | Williamson | cwilliamson@energy-insights.com | Energy Insights | Less than 6 months of study | utility end-use meter | 5 minutes | Yes | depends on what data is required.can be flat or SAS or EXCEL | 2 | Yes | No | No | No | No | No | No | No | No | No | No | No | No | 0 | Yes, could likely provide at no cost | THese data were contributed to EPRI as part of the Center for Electric End Use Data (CEED) in the 1980s and 1990s. There is a lot of data from several parts of the country, mostly residential but some commercial. SOme of the data is easily accessible as SAS datasets that I have online, but some is on CDs, and the most inaccessible data is on mainframe magnetic tapes, which are not likely to be recoverable. For most of the data, there are survey responses as well. We used the data to create modeled residential 8,760-hour load shapes with 12 end uses, by region and housing type, based on normal weather. We also have Commercial prototype modeled 8,760-hour load shapes, created using a hybrid of DOE-2 and the CEED data, for 52 building types, each with 10 end uses.
81 | 2 | Other | Center for Electric End Use Data | Compilation | EPRI, participating utilities | Yes | 1998 | D | x |  | Res | Single-family; Multi-family; Mobile home/Manufactured Housing | HVAC - Cooling |  |  | various |  | Blank |  | Both | Usage | Craig | Williamson | cwilliamson@energy-insights.com | Energy Insights | Less than 6 months of study | utility end-use meter | 5 minutes | Yes | depends on what data is required.can be flat or SAS or EXCEL | 2 | Yes | No | No | No | No | No | No | No | No | No | No | No | No | 0 | Yes, could likely provide at no cost | THese data were contributed to EPRI as part of the Center for Electric End Use Data (CEED) in the 1980s and 1990s. There is a lot of data from several parts of the country, mostly residential but some commercial. SOme of the data is easily accessible as SAS datasets that I have online, but some is on CDs, and the most inaccessible data is on mainframe magnetic tapes, which are not likely to be recoverable. For most of the data, there are survey responses as well. We used the data to create modeled residential 8,760-hour load shapes with 12 end uses, by region and housing type, based on normal weather. We also have Commercial prototype modeled 8,760-hour load shapes, created using a hybrid of DOE-2 and the CEED data, for 52 building types, each with 10 end uses.
82 | 2 | Other | Center for Electric End Use Data | Compilation | EPRI, participating utilities | Yes | 1998 | D |  | x | Non-Res | Commercial | HVAC - Fan Energy |  |  | various |  | Blank |  | Both | Usage | Craig | Williamson | cwilliamson@energy-insights.com | Energy Insights | Less than 6 months of study | utility end-use meter | 5 minutes | Yes | depends on what data is required.can be flat or SAS or EXCEL | 2 | Yes | No | No | No | No | No | No | No | No | No | No | No | No | 0 | Yes, could likely provide at no cost | THese data were contributed to EPRI as part of the Center for Electric End Use Data (CEED) in the 1980s and 1990s. There is a lot of data from several parts of the country, mostly residential but some commercial. SOme of the data is easily accessible as SAS datasets that I have online, but some is on CDs, and the most inaccessible data is on mainframe magnetic tapes, which are not likely to be recoverable. For most of the data, there are survey responses as well. We used the data to create modeled residential 8,760-hour load shapes with 12 end uses, by region and housing type, based on normal weather. We also have Commercial prototype modeled 8,760-hour load shapes, created using a hybrid of DOE-2 and the CEED data, for 52 building types, each with 10 end uses.
83 | 2 | Other | Center for Electric End Use Data | Compilation | EPRI, participating utilities | Yes | 1998 | D |  | x | Non-Res | Commercial | HVAC - Heating |  |  | various |  | Blank |  | Both | Usage | Craig | Williamson | cwilliamson@energy-insights.com | Energy Insights | Less than 6 months of study | utility end-use meter | 5 minutes | Yes | depends on what data is required.can be flat or SAS or EXCEL | 2 | Yes | No | No | No | No | No | No | No | No | No | No | No | No | 0 | Yes, could likely provide at no cost | THese data were contributed to EPRI as part of the Center for Electric End Use Data (CEED) in the 1980s and 1990s. There is a lot of data from several parts of the country, mostly residential but some commercial. SOme of the data is easily accessible as SAS datasets that I have online, but some is on CDs, and the most inaccessible data is on mainframe magnetic tapes, which are not likely to be recoverable. For most of the data, there are survey responses as well. We used the data to create modeled residential 8,760-hour load shapes with 12 end uses, by region and housing type, based on normal weather. We also have Commercial prototype modeled 8,760-hour load shapes, created using a hybrid of DOE-2 and the CEED data, for 52 building types, each with 10 end uses.
84 | 2 | Other | Center for Electric End Use Data | Compilation | EPRI, participating utilities | Yes | 1998 | D | x |  | Res | Single-family; Multi-family; Mobile home/Manufactured Housing | HVAC - Heating |  |  | various |  | Blank |  | Both | Usage | Craig | Williamson | cwilliamson@energy-insights.com | Energy Insights | Less than 6 months of study | utility end-use meter | 5 minutes | Yes | depends on what data is required.can be flat or SAS or EXCEL | 2 | Yes | No | No | No | No | No | No | No | No | No | No | No | No | 0 | Yes, could likely provide at no cost | THese data were contributed to EPRI as part of the Center for Electric End Use Data (CEED) in the 1980s and 1990s. There is a lot of data from several parts of the country, mostly residential but some commercial. SOme of the data is easily accessible as SAS datasets that I have online, but some is on CDs, and the most inaccessible data is on mainframe magnetic tapes, which are not likely to be recoverable. For most of the data, there are survey responses as well. We used the data to create modeled residential 8,760-hour load shapes with 12 end uses, by region and housing type, based on normal weather. We also have Commercial prototype modeled 8,760-hour load shapes, created using a hybrid of DOE-2 and the CEED data, for 52 building types, each with 10 end uses.
85 | 2 | Other | Center for Electric End Use Data | Compilation | EPRI, participating utilities | Yes | 1998 | D |  | x | Non-Res | Commercial | HVAC - Ventilation |  |  | various |  | Blank |  | Both | Usage | Craig | Williamson | cwilliamson@energy-insights.com | Energy Insights | Less than 6 months of study | utility end-use meter | 5 minutes | Yes | depends on what data is required.can be flat or SAS or EXCEL | 2 | Yes | No | No | No | No | No | No | No | No | No | No | No | No | 0 | Yes, could likely provide at no cost | THese data were contributed to EPRI as part of the Center for Electric End Use Data (CEED) in the 1980s and 1990s. There is a lot of data from several parts of the country, mostly residential but some commercial. SOme of the data is easily accessible as SAS datasets that I have online, but some is on CDs, and the most inaccessible data is on mainframe magnetic tapes, which are not likely to be recoverable. For most of the data, there are survey responses as well. We used the data to create modeled residential 8,760-hour load shapes with 12 end uses, by region and housing type, based on normal weather. We also have Commercial prototype modeled 8,760-hour load shapes, created using a hybrid of DOE-2 and the CEED data, for 52 building types, each with 10 end uses.
86 | 2 | Other | Center for Electric End Use Data | Compilation | EPRI, participating utilities | Yes | 1998 | D | x |  | Res | Single-family; Multi-family; Mobile home/Manufactured Housing | HVAC - Ventilation |  |  | various |  | Blank |  | Both | Usage | Craig | Williamson | cwilliamson@energy-insights.com | Energy Insights | Less than 6 months of study | utility end-use meter | 5 minutes | Yes | depends on what data is required.can be flat or SAS or EXCEL | 2 | Yes | No | No | No | No | No | No | No | No | No | No | No | No | 0 | Yes, could likely provide at no cost | THese data were contributed to EPRI as part of the Center for Electric End Use Data (CEED) in the 1980s and 1990s. There is a lot of data from several parts of the country, mostly residential but some commercial. SOme of the data is easily accessible as SAS datasets that I have online, but some is on CDs, and the most inaccessible data is on mainframe magnetic tapes, which are not likely to be recoverable. For most of the data, there are survey responses as well. We used the data to create modeled residential 8,760-hour load shapes with 12 end uses, by region and housing type, based on normal weather. We also have Commercial prototype modeled 8,760-hour load shapes, created using a hybrid of DOE-2 and the CEED data, for 52 building types, each with 10 end uses.
87 | 2 | Other | Center for Electric End Use Data | Compilation | EPRI, participating utilities | Yes | 1998 | D |  | x | Non-Res | Commercial | Lighting - Exterior |  |  | various |  | Blank |  | Both | Usage | Craig | Williamson | cwilliamson@energy-insights.com | Energy Insights | Less than 6 months of study | utility end-use meter | 5 minutes | Yes | depends on what data is required.can be flat or SAS or EXCEL | 2 | Yes | No | No | No | No | No | No | No | No | No | No | No | No | 0 | Yes, could likely provide at no cost | THese data were contributed to EPRI as part of the Center for Electric End Use Data (CEED) in the 1980s and 1990s. There is a lot of data from several parts of the country, mostly residential but some commercial. SOme of the data is easily accessible as SAS datasets that I have online, but some is on CDs, and the most inaccessible data is on mainframe magnetic tapes, which are not likely to be recoverable. For most of the data, there are survey responses as well. We used the data to create modeled residential 8,760-hour load shapes with 12 end uses, by region and housing type, based on normal weather. We also have Commercial prototype modeled 8,760-hour load shapes, created using a hybrid of DOE-2 and the CEED data, for 52 building types, each with 10 end uses.
88 | 2 | Other | Center for Electric End Use Data | Compilation | EPRI, participating utilities | Yes | 1998 | D | x |  | Res | Single-family; Multi-family; Mobile home/Manufactured Housing | Lighting - Exterior |  |  | various |  | Blank |  | Both | Usage | Craig | Williamson | cwilliamson@energy-insights.com | Energy Insights | Less than 6 months of study | utility end-use meter | 5 minutes | Yes | depends on what data is required.can be flat or SAS or EXCEL | 2 | Yes | No | No | No | No | No | No | No | No | No | No | No | No | 0 | Yes, could likely provide at no cost | THese data were contributed to EPRI as part of the Center for Electric End Use Data (CEED) in the 1980s and 1990s. There is a lot of data from several parts of the country, mostly residential but some commercial. SOme of the data is easily accessible as SAS datasets that I have online, but some is on CDs, and the most inaccessible data is on mainframe magnetic tapes, which are not likely to be recoverable. For most of the data, there are survey responses as well. We used the data to create modeled residential 8,760-hour load shapes with 12 end uses, by region and housing type, based on normal weather. We also have Commercial prototype modeled 8,760-hour load shapes, created using a hybrid of DOE-2 and the CEED data, for 52 building types, each with 10 end uses.
89 | 2 | Other | Center for Electric End Use Data | Compilation | EPRI, participating utilities | Yes | 1998 | D |  | x | Non-Res | Commercial | Lighting - Interior |  |  | various |  | Blank |  | Both | Usage | Craig | Williamson | cwilliamson@energy-insights.com | Energy Insights | Less than 6 months of study | utility end-use meter | 5 minutes | Yes | depends on what data is required.can be flat or SAS or EXCEL | 2 | Yes | No | No | No | No | No | No | No | No | No | No | No | No | 0 | Yes, could likely provide at no cost | THese data were contributed to EPRI as part of the Center for Electric End Use Data (CEED) in the 1980s and 1990s. There is a lot of data from several parts of the country, mostly residential but some commercial. SOme of the data is easily accessible as SAS datasets that I have online, but some is on CDs, and the most inaccessible data is on mainframe magnetic tapes, which are not likely to be recoverable. For most of the data, there are survey responses as well. We used the data to create modeled residential 8,760-hour load shapes with 12 end uses, by region and housing type, based on normal weather. We also have Commercial prototype modeled 8,760-hour load shapes, created using a hybrid of DOE-2 and the CEED data, for 52 building types, each with 10 end uses.
90 | 2 | Other | Center for Electric End Use Data | Compilation | EPRI, participating utilities | Yes | 1998 | D | x |  | Res | Single-family; Multi-family; Mobile home/Manufactured Housing | Lighting - Interior |  |  | various |  | Blank |  | Both | Usage | Craig | Williamson | cwilliamson@energy-insights.com | Energy Insights | Less than 6 months of study | utility end-use meter | 5 minutes | Yes | depends on what data is required.can be flat or SAS or EXCEL | 2 | Yes | No | No | No | No | No | No | No | No | No | No | No | No | 0 | Yes, could likely provide at no cost | THese data were contributed to EPRI as part of the Center for Electric End Use Data (CEED) in the 1980s and 1990s. There is a lot of data from several parts of the country, mostly residential but some commercial. SOme of the data is easily accessible as SAS datasets that I have online, but some is on CDs, and the most inaccessible data is on mainframe magnetic tapes, which are not likely to be recoverable. For most of the data, there are survey responses as well. We used the data to create modeled residential 8,760-hour load shapes with 12 end uses, by region and housing type, based on normal weather. We also have Commercial prototype modeled 8,760-hour load shapes, created using a hybrid of DOE-2 and the CEED data, for 52 building types, each with 10 end uses.
91 | 2 | Other | Center for Electric End Use Data | Compilation | EPRI, participating utilities | Yes | 1998 | D |  | x | Non-Res | Commercial | Motors - Drives |  |  | various |  | Blank |  | Both | Usage | Craig | Williamson | cwilliamson@energy-insights.com | Energy Insights | Less than 6 months of study | utility end-use meter | 5 minutes | Yes | depends on what data is required.can be flat or SAS or EXCEL | 2 | Yes | No | No | No | No | No | No | No | No | No | No | No | No | 0 | Yes, could likely provide at no cost | THese data were contributed to EPRI as part of the Center for Electric End Use Data (CEED) in the 1980s and 1990s. There is a lot of data from several parts of the country, mostly residential but some commercial. SOme of the data is easily accessible as SAS datasets that I have online, but some is on CDs, and the most inaccessible data is on mainframe magnetic tapes, which are not likely to be recoverable. For most of the data, there are survey responses as well. We used the data to create modeled residential 8,760-hour load shapes with 12 end uses, by region and housing type, based on normal weather. We also have Commercial prototype modeled 8,760-hour load shapes, created using a hybrid of DOE-2 and the CEED data, for 52 building types, each with 10 end uses.
92 | 2 | Other | Center for Electric End Use Data | Compilation | EPRI, participating utilities | Yes | 1998 | D | x |  | Res | Single-family; Multi-family; Mobile home/Manufactured Housing | Pool Pump |  |  | various |  | Blank |  | Both | Usage | Craig | Williamson | cwilliamson@energy-insights.com | Energy Insights | Less than 6 months of study | utility end-use meter | 5 minutes | Yes | depends on what data is required.can be flat or SAS or EXCEL | 2 | Yes | No | No | No | No | No | No | No | No | No | No | No | No | 0 | Yes, could likely provide at no cost | THese data were contributed to EPRI as part of the Center for Electric End Use Data (CEED) in the 1980s and 1990s. There is a lot of data from several parts of the country, mostly residential but some commercial. SOme of the data is easily accessible as SAS datasets that I have online, but some is on CDs, and the most inaccessible data is on mainframe magnetic tapes, which are not likely to be recoverable. For most of the data, there are survey responses as well. We used the data to create modeled residential 8,760-hour load shapes with 12 end uses, by region and housing type, based on normal weather. We also have Commercial prototype modeled 8,760-hour load shapes, created using a hybrid of DOE-2 and the CEED data, for 52 building types, each with 10 end uses.
93 | 2 | Other | Center for Electric End Use Data | Compilation | EPRI, participating utilities | Yes | 1998 | D |  | x | Non-Res | Commercial | Refrigeration |  |  | various |  | Blank |  | Both | Usage | Craig | Williamson | cwilliamson@energy-insights.com | Energy Insights | Less than 6 months of study | utility end-use meter | 5 minutes | Yes | depends on what data is required.can be flat or SAS or EXCEL | 2 | Yes | No | No | No | No | No | No | No | No | No | No | No | No | 0 | Yes, could likely provide at no cost | THese data were contributed to EPRI as part of the Center for Electric End Use Data (CEED) in the 1980s and 1990s. There is a lot of data from several parts of the country, mostly residential but some commercial. SOme of the data is easily accessible as SAS datasets that I have online, but some is on CDs, and the most inaccessible data is on mainframe magnetic tapes, which are not likely to be recoverable. For most of the data, there are survey responses as well. We used the data to create modeled residential 8,760-hour load shapes with 12 end uses, by region and housing type, based on normal weather. We also have Commercial prototype modeled 8,760-hour load shapes, created using a hybrid of DOE-2 and the CEED data, for 52 building types, each with 10 end uses.
94 | 2 | Other | Center for Electric End Use Data | Compilation | EPRI, participating utilities | Yes | 1998 | D |  | x | Non-Res | Commercial | Water heating |  |  | various |  | Blank |  | Both | Usage | Craig | Williamson | cwilliamson@energy-insights.com | Energy Insights | Less than 6 months of study | utility end-use meter | 5 minutes | Yes | depends on what data is required.can be flat or SAS or EXCEL | 2 | Yes | No | No | No | No | No | No | No | No | No | No | No | No | 0 | Yes, could likely provide at no cost | THese data were contributed to EPRI as part of the Center for Electric End Use Data (CEED) in the 1980s and 1990s. There is a lot of data from several parts of the country, mostly residential but some commercial. SOme of the data is easily accessible as SAS datasets that I have online, but some is on CDs, and the most inaccessible data is on mainframe magnetic tapes, which are not likely to be recoverable. For most of the data, there are survey responses as well. We used the data to create modeled residential 8,760-hour load shapes with 12 end uses, by region and housing type, based on normal weather. We also have Commercial prototype modeled 8,760-hour load shapes, created using a hybrid of DOE-2 and the CEED data, for 52 building types, each with 10 end uses.
95 | 2 | Other | Center for Electric End Use Data | Compilation | EPRI, participating utilities | Yes | 1998 | D |  | x | Non-Res | Commercial | Whole Building |  |  | various |  | Blank |  | Both | Usage | Craig | Williamson | cwilliamson@energy-insights.com | Energy Insights | Less than 6 months of study | utility end-use meter | 5 minutes | Yes | depends on what data is required.can be flat or SAS or EXCEL | 2 | Yes | No | No | No | No | No | No | No | No | No | No | No | No | 0 | Yes, could likely provide at no cost | THese data were contributed to EPRI as part of the Center for Electric End Use Data (CEED) in the 1980s and 1990s. There is a lot of data from several parts of the country, mostly residential but some commercial. SOme of the data is easily accessible as SAS datasets that I have online, but some is on CDs, and the most inaccessible data is on mainframe magnetic tapes, which are not likely to be recoverable. For most of the data, there are survey responses as well. We used the data to create modeled residential 8,760-hour load shapes with 12 end uses, by region and housing type, based on normal weather. We also have Commercial prototype modeled 8,760-hour load shapes, created using a hybrid of DOE-2 and the CEED data, for 52 building types, each with 10 end uses.
96 | 2 | Other | Center for Electric End Use Data | Compilation | EPRI, participating utilities | Yes | 1998 | D | x |  | Res | Single-family; Multi-family; Mobile home/Manufactured Housing | Whole Building |  |  | various |  | Blank |  | Both | Usage | Craig | Williamson | cwilliamson@energy-insights.com | Energy Insights | Less than 6 months of study | utility end-use meter | 5 minutes | Yes | depends on what data is required.can be flat or SAS or EXCEL | 2 | Yes | No | No | No | No | No | No | No | No | No | No | No | No | 0 | Yes, could likely provide at no cost | THese data were contributed to EPRI as part of the Center for Electric End Use Data (CEED) in the 1980s and 1990s. There is a lot of data from several parts of the country, mostly residential but some commercial. SOme of the data is easily accessible as SAS datasets that I have online, but some is on CDs, and the most inaccessible data is on mainframe magnetic tapes, which are not likely to be recoverable. For most of the data, there are survey responses as well. We used the data to create modeled residential 8,760-hour load shapes with 12 end uses, by region and housing type, based on normal weather. We also have Commercial prototype modeled 8,760-hour load shapes, created using a hybrid of DOE-2 and the CEED data, for 52 building types, each with 10 end uses.
97 | 1 | Mid-Atlantic | Demand Response Infrasturcture Pilot Progam | Evaluation | BGE | Yes | 2007 | B | x |  | Res | Single-family | HVAC - Cooling | HVAC |  | 188 | 188 | 188 | 151-250 | Metered | Both | Mary | Straub | mary.m.straub@bge.com | Baltimore Gas & Electric | Multi-year study | end-use meters | 15 minutes | Yes | depends. SAS, EXCEL, Direct output | 3 | Yes | No | No | No | No | No | No | No | No | No | No | No | No | 0 | Yes, could likely provide at no cost | A regression analysis was performed on the data so algebric equations are available to simulate impacts for adaptive algorithms simulating any cycling strategy. Our stategies were 30, 50, and 75%. I simulated a 100% strategy. I responded that data could possibly be provided at no cost. I truly do not know the answer, and would need to verify.
98 | 1 | Mid-Atlantic | Water Heater and Res AC studies that supported the PJM collaborative evaluation that RLW performed. Also Commercial AC | Evaluation | BGE | Yes |  | B | x |  | Res | Single-family | Water heating | DHW |  | 60 | 60 | 60 | 51-150 | Metered | Both | Mary | Straub | mary.m.straub@bge.com | Baltimore Gas & Electric | 1 year of study | AMI meter | 30 minutes | Yes | SQL server files | 1 Readily accessible | Yes | No | No | Yes | No | No | No | No | No | No | No | No | Yes | 0 | Yes, could likely provide at no cost | for the AC programs, regression models were employed, such that a estimated load reduction can be arrived at by plugging in an expected temperature. The Water heater estimates were arrived at by a comparison of means.
99 | 1 | Mid-Atlantic | Water Heater and Res AC studies that supported the PJM collaborative evaluation that RLW performed. Also Commercial AC | Evaluation | BGE | Yes |  | B |  | x | Non-Res | Commercial | HVAC - Cooling | HVAC |  | 85 | 85 | 85 | 51-150 | Metered | Both | Mary | Straub | mary.m.straub@bge.com | Baltimore Gas & Electric | 1 year of study | AMI meter | 30 minutes | Yes | SQL server files | 1 Readily accessible | Yes | No | No | Yes | No | No | No | No | No | No | No | No | Yes | 0 | Yes, could likely provide at no cost | for the AC programs, regression models were employed, such that a estimated load reduction can be arrived at by plugging in an expected temperature. The Water heater estimates were arrived at by a comparison of means.
100 | 1 | Mid-Atlantic | Water Heater and Res AC studies that supported the PJM collaborative evaluation that RLW performed. Also Commercial AC | Evaluation | BGE | Yes |  | B | x |  | Res | Single-family | HVAC - Cooling | HVAC |  | 100 | 100 | 100 | 51-150 | Metered | Both | Mary | Straub | mary.m.straub@bge.com | Baltimore Gas & Electric | 1 year of study | AMI meter | 30 minutes | Yes | SQL server files | 1 Readily accessible | Yes | No | No | Yes | No | No | No | No | No | No | No | No | Yes | 0 | Yes, could likely provide at no cost | for the AC programs, regression models were employed, such that a estimated load reduction can be arrived at by plugging in an expected temperature. The Water heater estimates were arrived at by a comparison of means.
101 | 1 | Mid-Atlantic | Critical Peak Pricing Pilot | LRS | Dominion | No | 2009 | D | x |  | Res | Single-family | Whole Building |  |  | 670 | 670 | 670 |  | Metered | Usage | Kathy | Johnson | Kathy.W.Johnson@dom.com | Dominion VA Power | 1 year of study | plug in kilowatt submeter | 15 minutes | Yes |  | 5 Completely inaccessible | No | Don't know | Yes | Yes | Yes | Don't know | Don't know | Don't know | Don't know | Don't know | Don't know | Don't know | Don't know | 0 | 0 | Pilot to study customer response to CPP rate structure and temperature offset on thermostat. Initial reports are submitted to SCC. Willing to share public data.
102 | 5 | Midwest | Frost-Free Refrigerator Study | LRS | Consumers Power Company | Yes | 1984 | D | x |  | Res | Single-family | Appliances - Refrigerators | Appliances |  | 35 | 35 | 35 | 0-50 | Metered | Usage | David | Duda | david.duda@kema.com |  | 1 year of study | pulse meter and survey recorder | 15 minutes | Yes |  | 5 Completely inaccessible | No | Don't know | Don't know | Yes | Don't know | Don't know | Don't know | Don't know | Don't know | Don't know | Don't know | Don't know | Don't know | 0 | 0 | 0
103 | 5 | Midwest | Clothes Washer and Electric Clothes Dryer Study | LRS | Consumers Power | Yes | 1983 | D | x |  | Res | Single-family | Appliances - Laundry | Appliances |  | 80 | 80 | 80 | 51-150 | Metered |  | David | Duda | david.duda@kema.com |  | 1 year of study | pulse meter and survey recorder | 15 minutes | Yes |  | 5 Completely inaccessible | No | Don't know | Don't know | Don't know | Don't know | Don't know | Don't know | Don't know | Don't know | Don't know | Don't know | Don't know | Don't know | 0 | 0 | 0
104 | 5 | Midwest | Electric Range/Microwave Oven Study | LRS | Consumers Power | Yes | 1982 | D | x |  | Res | Single-family | Appliances - Kitchen | Appliances |  | 59 | 59 | 59 | 51-150 | Metered |  | David | Duda | david.duda@kema.com |  | Less than 1 year of study | kwh submeter | 15 minutes | Yes |  | 5 Completely inaccessible | No | Don't know | Don't know | Don't know | Don't know | Don't know | Don't know | Don't know | Don't know | Don't know | Don't know | Don't know | Don't know | 0 | 0 | 0
105 | 5 | Midwest | Dehumidifier Study | LRS | Consumer Powers | Yes | 1982 | D | x |  | Res | Single-family | Dehumidifier | Appliances |  | 50 | 50 | 50 | 0-50 | Metered |  | David | Duda | david.duda@kema.com |  | Less than 1 year of study | plug-in kwh submeter | 15 minutes | Yes |  | 5 Completely inaccessible | No | Don't know | Don't know | Don't know | Don't know | Don't know | Don't know | Don't know | Don't know | Don't know | Don't know | Don't know | Don't know | 0 | 0 | 0
106 | 5 | Midwest | Freezer Study | LRS | Consumers Power | Yes | 1981 | D | x |  | Res | Single-family | Refrigeration | Appliances | Freezer | 36 | 36 | 36 | 0-50 | Metered | Usage | David | Duda | david.duda@kema.com |  | Less than 1 year of study | kwh submeters | 15 minutes | Don't know |  | 5 Completely inaccessible | No | Don't know | Don't know | Don't know | Don't know | Don't know | Don't know | Don't know | Don't know | Don't know | Don't know | Don't know | Don't know | 0 | 0 | 0
107 | 5 | Midwest | Microwave Ovens Study | LRS | Consumers Power | Yes | 1978 | D | x |  | Res | Single-family | Microwave | Appliances |  | 33 | 33 | 33 | 0-50 | Metered |  | David | Duda | david.duda@kema.com |  | Don't know | lighting logger | Don't know | Don't know |  |  | 0 | Don't know | Don't know | Don't know | Don't know | Don't know | Don't know | Don't know | Don't know | Don't know | Don't know | Don't know | Don't know | 0 | 0 | 0
212 | 1 | NE | SBS Custom Impact | Evaluation - Multiyear | National Grid | Yes | 2006 | B |  | x | Non-Res | Commercial | Miscellaneous | Other |  | 5 | 5 | 5 | 0-50 | Metered |  | David | Duda | david.duda@kema.com |  | Don't know | TOU lighting loggers, current loggers, power recorders | Don't know | Don't know |  |  | 0 | Don't know | Don't know | Don't know | Don't know | Don't know | Don't know | Don't know | Don't know | Don't know | Don't know | Don't know | Don't know | 0 | 0 | 0
213 | 2 | NE | EI & Design2000 Plus Lighting Impact Study | Evaluation - Multiyear | National Grid | Yes | 2005 | B |  | x | Non-Res | Commercial; Industrial | Lighting - Interior | Lighting |  | 11 | 11 | 11 | 0-50 | Metered |  | David | Duda | david.duda@kema.com |  | Don't know | Power and Current loggers | Don't know | Don't know |  |  | 0 | Don't know | Don't know | Don't know | Don't know | Don't know | Don't know | Don't know | Don't know | Don't know | Don't know | Don't know | Don't know | 0 | 0 | 0
214 | 1 | NE | Small C&I Unitary HVAC Pilot Impact Study | Evaluation | National Grid | Yes | 2003 | B |  | x | Non-Res | Commercial; Industrial | HVAC Unitary | HVAC | Unitary HVAC tune-up pilot program | 20 | 20 | 20 | 0-50 | Metered | Both | David | Duda | david.duda@kema.com |  | Don't know |  | Don't know | Don't know |  |  | 0 | Don't know | Don't know | Don't know | Don't know | Don't know | Don't know | Don't know | Don't know | Don't know | Don't know | Don't know | Don't know | 0 | 0 | Unitary HVAC tune-up pilot program involved pre- and post- tune up metering of 20 sites. Tune-ups conducted July 25 - August 4, during hottest part of cooling season. Metering periods included 48 to 66 days pre-tune-up and from 52 - 61 days post - tune-up times. All metering equipment installed by June 11 and removed by Sept 25. Average metering time for all sites was 16 weeks.
222 | 1 | NE | Residential AC Impact Study | Evaluation | National Grid | Yes | 2008 | B | x |  | Res | Single-family | HVAC - Cooling | HVAC | Room A/C | 93 | 93 | 93 | 51-150 | Metered | Both | David | Duda | david.duda@kema.com |  | Multi-year study | Synergistic Data Loggers | Less than 5 minutes | Yes | MS Access data files | 1 Readily accessible | Yes | Yes | Yes | Yes | Yes | Don't know | Yes | Yes | Yes | Don't know | Don't know | Yes | Yes | 0 | Yes, could likely provide at no cost | Impact study of Energy Star rebated room AC units through the New England region. Used plug meters to measure power of AC units and regression models to develop normalized operating profles for room AC units at 93 sites.
126 | 1 | NW | Ductless Heat Pump Pilot | Evaluation | Northwest Energy Efficiency Alliance | No | 2012 | B | x |  | Res | Electric heating only; Single-family | Water heating | DHW |  | 120 | 120 | 120 | 51-150 | Metered | Both | Jeff | Harris | JHarris@nwalliance.org | NEEA | Multi-year study | whole house billing, lighting data loggers | lighting integrated hours of operation, monthly billing analysis | Yes |  | 3 | Yes | Yes | Yes | Yes | Yes | Yes | Yes | Yes | Don't know | Don't know | Don't know | Yes | Yes | 0 | Yes, could likely provide at no cost | This project is just getting started. Data will be available beginning in fall of 2010
127 | 1 | NW | Ductless Heat Pump Pilot | Evaluation | Northwest Energy Efficiency Alliance | No | 2012 | B | x |  | Res | Electric heating only; Single-family | HVAC | HVAC | Heat Pump and Resistance Heating elements seperately | unknown |  | Blank | Blank | Metered | Both | Jeff | Harris | JHarris@nwalliance.org | NEEA | Multi-year study | whole house billing, lighting data loggers | lighting integrated hours of operation, monthly billing analysis | Yes |  | 3 | Yes | Yes | Yes | Yes | Yes | Yes | Yes | Yes | Don't know | Don't know | Don't know | Yes | Yes | 0 | Yes, could likely provide at no cost | This project is just getting started. Data will be available beginning in fall of 2010
128 | 1 | NW | Ductless Heat Pump Pilot | Evaluation | Northwest Energy Efficiency Alliance | No | 2012 | B | x |  | Res | Electric heating only; Single-family | HVAC - Cooling | HVAC |  | 120 | 120 | 120 | 51-150 | Metered | Both | Jeff | Harris | JHarris@nwalliance.org | NEEA | Multi-year study | whole house billing, lighting data loggers | lighting integrated hours of operation, monthly billing analysis | Yes |  | 3 | Yes | Yes | Yes | Yes | Yes | Yes | Yes | Yes | Don't know | Don't know | Don't know | Yes | Yes | 0 | Yes, could likely provide at no cost | This project is just getting started. Data will be available beginning in fall of 2010
129 | 1 | NW | Ductless Heat Pump Pilot | Evaluation | Northwest Energy Efficiency Alliance | No | 2012 | B | x |  | Res | Electric heating only; Single-family | HVAC - Fan Energy | HVAC |  | 120 | 120 | 120 | 51-150 | Metered | Both | Jeff | Harris | JHarris@nwalliance.org | NEEA | Multi-year study | whole house billing, lighting data loggers | lighting integrated hours of operation, monthly billing analysis | Yes |  | 3 | Yes | Yes | Yes | Yes | Yes | Yes | Yes | Yes | Don't know | Don't know | Don't know | Yes | Yes | 0 | Yes, could likely provide at no cost | This project is just getting started. Data will be available beginning in fall of 2010
130 | 1 | NW | Ductless Heat Pump Pilot | Evaluation | Northwest Energy Efficiency Alliance | No | 2012 | B | x |  | Res | Electric heating only; Single-family | HVAC - Heating | HVAC |  | 120 | 120 | 120 | 51-150 | Metered | Both | Jeff | Harris | JHarris@nwalliance.org | NEEA | Multi-year study | whole house billing, lighting data loggers | lighting integrated hours of operation, monthly billing analysis | Yes |  | 3 | Yes | Yes | Yes | Yes | Yes | Yes | Yes | Yes | Don't know | Don't know | Don't know | Yes | Yes | 0 | Yes, could likely provide at no cost | This project is just getting started. Data will be available beginning in fall of 2010
131 | 1 | NW | Ductless Heat Pump Pilot | Evaluation | Northwest Energy Efficiency Alliance | No | 2012 | B | x |  | Res | Electric heating only; Single-family | HVAC - Other | HVAC |  | 120 | 120 | 120 | 51-150 | Metered | Both | Jeff | Harris | JHarris@nwalliance.org | NEEA | Multi-year study | whole house billing, lighting data loggers | lighting integrated hours of operation, monthly billing analysis | Yes |  | 3 | Yes | Yes | Yes | Yes | Yes | Yes | Yes | Yes | Don't know | Don't know | Don't know | Yes | Yes | 0 | Yes, could likely provide at no cost | This project is just getting started. Data will be available beginning in fall of 2010
132 | 1 | NW | Ductless Heat Pump Pilot | Evaluation | Northwest Energy Efficiency Alliance | No | 2012 | C | x |  | Res | Electric heating only; Single-family | Whole Building |  |  | 120 | 120 | 120 |  | Metered | Both | Jeff | Harris | JHarris@nwalliance.org | NEEA | Multi-year study | whole house billing, lighting data loggers | lighting integrated hours of operation, monthly billing analysis | Yes |  | 3 | Yes | Yes | Yes | Yes | Yes | Yes | Yes | Yes | Don't know | Don't know | Don't know | Yes | Yes | 0 | Yes, could likely provide at no cost | This project is just getting started. Data will be available beginning in fall of 2010
133 | 1 | NW | ENERGY STAR Homes NW Impact Evaluation | Evaluation - Multiyear | Northwest Energy Efficiency Alliances | No | 2009 | C | x |  | Res | Single-family; New Construction | Lighting - Exterior | Lighting |  | 70 | 70 | 70 | 51-150 | Both | Usage | Jeff | Harris | JHarris@nwalliance.org | NEEA | Multi-year study | Whole house inteval metering | 15 minutes | Yes |  | 3 | No | Yes | Yes | Yes | No | No | Yes | Yes | Yes | Don't know | Don't know | Yes | Yes | 0 | Yes, could likely provide at no cost | Modeled end use consumption calibrated to whole building energy use and actual building and equipment characteristices; subsample lighting logger hours of operation and lighting equipment survey.
134 | 1 | NW | ENERGY STAR Homes NW Impact Evaluation | Evaluation - Multiyear | Northwest Energy Efficiency Alliances | No | 2009 | C | x |  | Res | Single-family; New Construction | Lighting - Interior | Lighting |  | 70 | 70 | 70 | 51-150 | Both | Usage | Jeff | Harris | JHarris@nwalliance.org | NEEA | Multi-year study | Whole house inteval metering | 15 minutes | Yes |  | 3 | No | Yes | Yes | Yes | No | No | Yes | Yes | Yes | Don't know | Don't know | Yes | Yes | 0 | Yes, could likely provide at no cost | Modeled end use consumption calibrated to whole building energy use and actual building and equipment characteristices; subsample lighting logger hours of operation and lighting equipment survey.
135 | 1 | NW | ENERGY STAR Homes NW Impact Evaluation | Evaluation - Multiyear | Northwest Energy Efficiency Alliances | No | 2009 | C | x |  | Res | Single-family; New Construction | Whole Building |  |  | 350 | 350 | 350 |  | Both | Usage | Jeff | Harris | JHarris@nwalliance.org | NEEA | Multi-year study | Whole house inteval metering | 15 minutes | Yes |  | 3 | No | Yes | Yes | Yes | No | No | Yes | Yes | Yes | Don't know | Don't know | Yes | Yes | 0 | Yes, could likely provide at no cost | Modeled end use consumption calibrated to whole building energy use and actual building and equipment characteristices; subsample lighting logger hours of operation and lighting equipment survey.
136 | 1 | NW | Distribution Efficiency Initiative | LRS | Northwest Energy Efficiency Alliance | Yes | 2006 | D | x |  | Res | Single-family | Whole Building |  |  | 489 | 489 | 489 |  | Metered |  | Jeff | Harris | JHarris@nwalliance.org | NEEA | Don't know | TOU Lighting Logger | Don't know | Don't know |  |  | 0 | Don't know | Don't know | Don't know | Don't know | Don't know | Don't know | Don't know | Don't know | Don't know | Don't know | Don't know | Don't know | 0 | 0 | The data set need some significant analysis work to get into useable form
139 | 2 | NE | NH Lighting Impact Study | Evaluation | National Grid | Yes | 2003 | B | x |  | Res | Single-family | Lighting - Interior | Lighting |  | 43 | 43 | 43 | 0-50 | Metered |  | David | Duda | david.duda@kema.com |  | Don't know | TOU Lighting Loggers | Don't know | Don't know |  |  | 0 | Don't know | Don't know | Don't know | Don't know | Don't know | Don't know | Don't know | Don't know | Don't know | Don't know | Don't know | Don't know | 0 | 0 | 0
216 | 1 | NE | NH Small Business Lighting Study | Evaluation | NH Electric Coop | Yes | 2004 | B |  | x | Non-Res | Commercial | Lighting - Interior | Lighting |  | 100 | 100 | 100 | 51-150 | Metered |  | David | Duda | david.duda@kema.com |  | Don't know | TOU lighting occupancy loggers | Don't know | Don't know |  |  | 0 | Don't know | Don't know | Don't know | Don't know | Don't know | Don't know | Don't know | Don't know | Don't know | Don't know | Don't know | Don't know | 0 | 0 | 0
145 | 2 | NE | MA, RI and VT Residential Lighting Impact 2005 | Evaluation - Multiyear | NSTAR Electric | Yes | 2005 | B | x |  | Res | Single-family | Lighting - Interior | Lighting |  | 318 | 318 | 318 | 251-700 | Metered |  | David | Duda | david.duda@kema.com |  | Don't know | Lighting Loggers | Don't know | Don't know |  |  | 0 | Don't know | Don't know | Don't know | Don't know | Don't know | Don't know | Don't know | Don't know | Don't know | Don't know | Don't know | Don't know | 0 | 0 | 0
166 | 2 | NE | BSCS Lighting Impact Study | Evaluation - Multiyear | NSTAR Electric | No | 2009 | B |  | x | Non-Res | C&I | Lighting - Interior | Lighting |  | 286 | 286 | 286 | 251-700 | Metered |  | David | Duda | david.duda@kema.com |  | Don't know | TOU and Power Monitoring | Don't know | Don't know |  |  |  | Don't know | Don't know | Don't know | Don't know | Don't know | Don't know | Don't know | Don't know | Don't know | Don't know | Don't know | Don't know |  | 0 | 0
167 | 1 | NE | BSCS Non-Lighting M&V Impact Study | Evaluation - Multiyear | NSTAR Electric | Yes | 2008 | B |  | x | Non-Res | Commercial; Industrial | Compressed air | Process |  | 9 | 9 | 9 | 0-50 | Metered |  | David | Duda | david.duda@kema.com |  | Don't know | TOU and Power Monitoring | Don't know | Don't know |  |  |  | Don't know | Don't know | Don't know | Don't know | Don't know | Don't know | Don't know | Don't know | Don't know | Don't know | Don't know | Don't know |  | 0 | 0
168 | 1 | NE | BSCS Non-Lighting M&V Impact Study | Evaluation - Multiyear | NSTAR Electric | Yes | 2008 | B |  | x | Non-Res | Commercial; Industrial | HVAC - Cooling | HVAC |  | 69 | 69 | 69 | 51-150 | Metered |  | David | Duda | david.duda@kema.com |  | Don't know | TOU and Power Monitoring | Don't know | Don't know |  |  |  | Don't know | Don't know | Don't know | Don't know | Don't know | Don't know | Don't know | Don't know | Don't know | Don't know | Don't know | Don't know |  | 0 | 0
169 | 1 | NE | BSCS Non-Lighting M&V Impact Study | Evaluation - Multiyear | NSTAR Electric | Yes | 2008 | B |  | x | Non-Res | Commercial; Industrial | Industrial - Process | Process |  | 6 | 6 | 6 | 0-50 | Metered |  | David | Duda | david.duda@kema.com |  | Don't know | TOU and Power Monitoring | Don't know | Don't know |  |  |  | Don't know | Don't know | Don't know | Don't know | Don't know | Don't know | Don't know | Don't know | Don't know | Don't know | Don't know | Don't know |  | 0 | 0
170 | 1 | NE | BSCS Non-Lighting M&V Impact Study | Evaluation - Multiyear | NSTAR Electric | Yes | 2008 | B |  | x | Non-Res | Commercial; Industrial | Motors - Drives | Motors |  | 10 | 10 | 10 | 0-50 | Metered |  | David | Duda | david.duda@kema.com |  | Don't know | TOU and Power Monitoring | Don't know | Don't know |  |  |  | Don't know | Don't know | Don't know | Don't know | Don't know | Don't know | Don't know | Don't know | Don't know | Don't know | Don't know | Don't know |  | 0 | 0
171 | 1 | NE | BSCS Non-Lighting M&V Impact Study | Evaluation - Multiyear | NSTAR Electric | Yes | 2008 | B |  | x | Non-Res | Commercial; Industrial | Other | Other |  | 2 | 2 | 2 | 0-50 | Metered |  | David | Duda | david.duda@kema.com |  | Don't know | TOU and Power Monitoring | Don't know | Don't know |  |  |  | Don't know | Don't know | Don't know | Don't know | Don't know | Don't know | Don't know | Don't know | Don't know | Don't know | Don't know | Don't know |  | 0 | 0
172 | 1 | NE | BSCS Non-Lighting M&V Impact Study | Evaluation - Multiyear | NSTAR Electric | Yes | 2008 | B |  | x | Non-Res | Commercial; Industrial | Refrigeration | Refrigeration |  | 3 | 3 | 3 | 0-50 | Metered |  | David | Duda | david.duda@kema.com |  | Don't know | TOU and Power Monitoring | Don't know | Don't know |  |  |  | Don't know | Don't know | Don't know | Don't know | Don't know | Don't know | Don't know | Don't know | Don't know | Don't know | Don't know | Don't know |  | 0 | 0
173 | 1 | NE | BSCS Impact Study | Evaluation - Multiyear | NSTAR Electric | Yes | 2007 | B |  | x | Non-Res | Commercial; Industrial | Compressed air | Process |  | 13 | 13 | 13 | 0-50 | Metered |  | David | Duda | david.duda@kema.com |  | 2 months | TOU lighting loggers and power monitoring | Don't know | Yes |  |  |  | Don't know | Don't know | Don't know | Don't know | Don't know | Don't know | Don't know | Don't know | Don't know | Don't know | Don't know | Don't know |  | 0 | 4-7 weeks of monitoring during shoulder months (Sept/Oct 2007). Many sites had custom measures, including control measures. Load shapes are customer specific. Data collected was high quality and meets all technical criteria for ISO-NE FCM.
174 | 1 | NE | BSCS Impact Study | Evaluation - Multiyear | NSTAR Electric | Yes | 2007 | B |  | x | Non-Res | Commercial; Industrial | HVAC - Other | HVAC |  | 32 | 32 | 32 | 0-50 | Metered |  | David | Duda | david.duda@kema.com |  | 2 months | TOU lighting loggers and power monitoring | Don't know | Yes |  |  |  | Don't know | Don't know | Don't know | Don't know | Don't know | Don't know | Don't know | Don't know | Don't know | Don't know | Don't know | Don't know |  | 0 | 4-7 weeks of monitoring during shoulder months (Sept/Oct 2007). Many sites had custom measures, including control measures. Load shapes are customer specific. Data collected was high quality and meets all technical criteria for ISO-NE FCM.
175 | 1 | NE | BSCS Impact Study | Evaluation - Multiyear | NSTAR Electric | Yes | 2007 | B |  | x | Non-Res | Commercial; Industrial | Industrial - Process | Process |  | 6 | 6 | 6 | 0-50 | Metered |  | David | Duda | david.duda@kema.com |  | 2 months | TOU lighting loggers and power monitoring | Don't know | Yes |  |  |  | Don't know | Don't know | Don't know | Don't know | Don't know | Don't know | Don't know | Don't know | Don't know | Don't know | Don't know | Don't know |  | 0 | 4-7 weeks of monitoring during shoulder months (Sept/Oct 2007). Many sites had custom measures, including control measures. Load shapes are customer specific. Data collected was high quality and meets all technical criteria for ISO-NE FCM.
176 | 1 | NE | BSCS Impact Study | Evaluation - Multiyear | NSTAR Electric | Yes | 2007 | B |  | x | Non-Res | Commercial; Industrial | Lighting - Exterior | Lighting |  |  |  | Blank | Blank | Metered |  | David | Duda | david.duda@kema.com |  | 2 months | TOU lighting loggers and power monitoring | Don't know | Yes |  |  |  | Don't know | Don't know | Don't know | Don't know | Don't know | Don't know | Don't know | Don't know | Don't know | Don't know | Don't know | Don't know |  | 0 | 4-7 weeks of monitoring during shoulder months (Sept/Oct 2007). Many sites had custom measures, including control measures. Load shapes are customer specific. Data collected was high quality and meets all technical criteria for ISO-NE FCM.
177 | 1 | NE | BSCS Impact Study | Evaluation - Multiyear | NSTAR Electric | Yes | 2007 | B |  | x | Non-Res | Commercial; Industrial | Lighting - Interior | Lighting |  | 53 | 53 | 53 | 51-150 | Metered |  | David | Duda | david.duda@kema.com |  | 2 months | TOU lighting loggers and power monitoring | Don't know | Yes |  |  |  | Don't know | Don't know | Don't know | Don't know | Don't know | Don't know | Don't know | Don't know | Don't know | Don't know | Don't know | Don't know |  | 0 | 4-7 weeks of monitoring during shoulder months (Sept/Oct 2007). Many sites had custom measures, including control measures. Load shapes are customer specific. Data collected was high quality and meets all technical criteria for ISO-NE FCM.
178 | 1 | NE | BSCS Impact Study | Evaluation - Multiyear | NSTAR Electric | Yes | 2007 | B |  | x | Non-Res | Commercial; Industrial | Refrigeration | Refrigeration |  | 11 | 11 | 11 | 0-50 | Metered |  | David | Duda | david.duda@kema.com |  | 2 months | TOU lighting loggers and power monitoring | Don't know | Yes |  |  |  | Don't know | Don't know | Don't know | Don't know | Don't know | Don't know | Don't know | Don't know | Don't know | Don't know | Don't know | Don't know |  | 0 | 4-7 weeks of monitoring during shoulder months (Sept/Oct 2007). Many sites had custom measures, including control measures. Load shapes are customer specific. Data collected was high quality and meets all technical criteria for ISO-NE FCM.
179 | 1 | NE | SBS Impact Study | Evaluation - Multiyear | NSTAR Electric | Yes | 2005 | B |  | x | Non-Res | Commercial | Lighting - Interior | Lighting |  | 54 | 54 | 54 | 51-150 | Metered |  | David | Duda | david.duda@kema.com |  | Don't know | TOU, Electric Current Loggers, Multi-Channel 3 phase power loggers | Don't know | Don't know |  |  |  | Don't know | Don't know | Don't know | Don't know | Don't know | Don't know | Don't know | Don't know | Don't know | Don't know | Don't know | Don't know |  | 0 | 0
180 | 1 | NE | SBS Impact Study | Evaluation - Multiyear | NSTAR Electric | Yes | 2005 | B |  | x | Non-Res | Commercial | Refrigeration | Refrigeration |  | 20 | 20 | 20 | 0-50 | Metered |  | David | Duda | david.duda@kema.com |  | Don't know | TOU, Electric Current Loggers, Multi-Channel 3 phase power loggers | Don't know | Don't know |  |  |  | Don't know | Don't know | Don't know | Don't know | Don't know | Don't know | Don't know | Don't know | Don't know | Don't know | Don't know | Don't know |  | 0 | 0
181 | 1 | NE | SBS Impact Study | Evaluation - Multiyear | NSTAR Electric | Yes | 2005 | B |  | x | Non-Res | Commercial | Other | Other |  | 6 | 6 | 6 | 0-50 | Metered |  | David | Duda | david.duda@kema.com |  | Don't know | TOU, Electric Current Loggers, Multi-Channel 3 phase power loggers | Don't know | Don't know |  |  |  | Don't know | Don't know | Don't know | Don't know | Don't know | Don't know | Don't know | Don't know | Don't know | Don't know | Don't know | Don't know |  | 0 | 0
182 | 2 | NE | CS Impact Study | Evaluation - Multiyear | NSTAR Electric | Yes | 2004 | B |  | x | Non-Res | Commercial; Industrial | Compressed air | Process | VSD | 23 | 23 | 23 | 0-50 | Metered |  | David | Duda | david.duda@kema.com |  | Don't know | TOU Loggers | Don't know | Don't know |  |  |  | Don't know | Don't know | Don't know | Don't know | Don't know | Don't know | Don't know | Don't know | Don't know | Don't know | Don't know | Don't know |  | 0 | 0
183 | 2 | NE | CS Impact Study | Evaluation - Multiyear | NSTAR Electric | Yes | 2004 | B |  | x | Non-Res | Commercial; Industrial | HVAC - Cooling | HVAC |  | 11 | 11 | 11 | 0-50 | Metered |  | David | Duda | david.duda@kema.com |  | Don't know | TOU Loggers | Don't know | Don't know |  |  |  | Don't know | Don't know | Don't know | Don't know | Don't know | Don't know | Don't know | Don't know | Don't know | Don't know | Don't know | Don't know |  | 0 | 0
184 | 2 | NE | CS Impact Study | Evaluation - Multiyear | NSTAR Electric | Yes | 2004 | B |  | x | Non-Res | Commercial; Industrial | Lighting - Interior | Lighting |  | 13 | 13 | 13 | 0-50 | Metered |  | David | Duda | david.duda@kema.com |  | Don't know | TOU Loggers | Don't know | Don't know |  |  |  | Don't know | Don't know | Don't know | Don't know | Don't know | Don't know | Don't know | Don't know | Don't know | Don't know | Don't know | Don't know |  | 0 | 0
185 | 2 | NE | CS Impact Study | Evaluation - Multiyear | NSTAR Electric | Yes | 2004 | B |  | x | Non-Res | Commercial; Industrial | Refrigeration | Refrigeration |  | 4 | 4 | 4 | 0-50 | Metered |  | David | Duda | david.duda@kema.com |  | Don't know | TOU Loggers | Don't know | Don't know |  |  |  | Don't know | Don't know | Don't know | Don't know | Don't know | Don't know | Don't know | Don't know | Don't know | Don't know | Don't know | Don't know |  | 0 | 0
186 | 1 | NE | SBS Impact Study - Lighting and Cooler Controls | Evaluation - Multiyear | NSTAR Electric | Yes | 2003 | C |  | x | Non-Res | Commercial | Lighting - Interior | Lighting |  | 50 | 50 | 50 | 0-50 | Metered |  | David | Duda | david.duda@kema.com |  | Don't know | TOU, current/motor loggers, clamp-on, multi channel 3 phase power loggers | Don't know | Don't know |  |  |  | Don't know | Don't know | Don't know | Don't know | Don't know | Don't know | Don't know | Don't know | Don't know | Don't know | Don't know | Don't know |  | 0 | 0
187 | 1 | NE | SBS Impact Study - Lighting and Cooler Controls | Evaluation - Multiyear | NSTAR Electric | Yes | 2003 | B |  | x | Non-Res | Commercial | Refrigeration | Refrigeration |  | 5 | 5 | 5 | 0-50 | Metered |  | David | Duda | david.duda@kema.com |  | Don't know | TOU, current/motor loggers, clamp-on, multi channel 3 phase power loggers | Don't know | Don't know |  |  |  | Don't know | Don't know | Don't know | Don't know | Don't know | Don't know | Don't know | Don't know | Don't know | Don't know | Don't know | Don't know |  | 0 | 0
188 | 1 | NE | C & I Retrofit Impact Study | Evaluation - Multiyear | NSTAR Electric | Yes | 2003 | B |  | x | Non-Res | Commercial; Industrial | Compressed air | Process |  | 2 | 2 | 2 | 0-50 | Metered |  | David | Duda | david.duda@kema.com |  | Don't know | Lighting Loggers | Don't know | Don't know |  |  |  | Don't know | Don't know | Don't know | Don't know | Don't know | Don't know | Don't know | Don't know | Don't know | Don't know | Don't know | Don't know |  | 0 | 0
189 | 1 | NE | C & I Retrofit Impact Study | Evaluation - Multiyear | NSTAR Electric | Yes | 2003 | B |  | x | Non-Res | Commercial; Industrial | HVAC | HVAC | EMS | 12 | 12 | 12 | 0-50 | Metered |  | David | Duda | david.duda@kema.com |  | Don't know | Lighting Loggers | Don't know | Don't know |  |  |  | Don't know | Don't know | Don't know | Don't know | Don't know | Don't know | Don't know | Don't know | Don't know | Don't know | Don't know | Don't know |  | 0 | 0
190 | 1 | NE | C & I Retrofit Impact Study | Evaluation - Multiyear | NSTAR Electric | Yes | 2003 | B |  | x | Non-Res | Commercial; Industrial | HVAC - Other | HVAC |  | 3 | 3 | 3 | 0-50 | Metered |  | David | Duda | david.duda@kema.com |  | Don't know | Lighting Loggers | Don't know | Don't know |  |  |  | Don't know | Don't know | Don't know | Don't know | Don't know | Don't know | Don't know | Don't know | Don't know | Don't know | Don't know | Don't know |  | 0 | 0
191 | 1 | NE | C & I Retrofit Impact Study | Evaluation - Multiyear | NSTAR Electric | Yes | 2003 | B |  | x | Non-Res | Commercial; Industrial | Industrial - Process | Process |  | 4 | 4 | 4 | 0-50 | Metered |  | David | Duda | david.duda@kema.com |  | Don't know | Lighting Loggers | Don't know | Don't know |  |  |  | Don't know | Don't know | Don't know | Don't know | Don't know | Don't know | Don't know | Don't know | Don't know | Don't know | Don't know | Don't know |  | 0 | 0
192 | 1 | NE | C & I Retrofit Impact Study | Evaluation - Multiyear | NSTAR Electric | Yes | 2003 | B |  | x | Non-Res | Commercial; Industrial | Lighting - Interior | Lighting |  | 5 | 5 | 5 | 0-50 | Metered |  | David | Duda | david.duda@kema.com |  | Don't know | Lighting Loggers | Don't know | Don't know |  |  |  | Don't know | Don't know | Don't know | Don't know | Don't know | Don't know | Don't know | Don't know | Don't know | Don't know | Don't know | Don't know |  | 0 | 0
193 | 1 | NE | C & I Retrofit Impact Study | Evaluation - Multiyear | NSTAR Electric | Yes | 2003 | B |  | x | Non-Res | Commercial; Industrial | Motors - Drives | Motors |  | 13 | 13 | 13 | 0-50 | Metered |  | David | Duda | david.duda@kema.com |  | Don't know | Lighting Loggers | Don't know | Don't know |  |  |  | Don't know | Don't know | Don't know | Don't know | Don't know | Don't know | Don't know | Don't know | Don't know | Don't know | Don't know | Don't know |  | 0 | 0
194 | 1 | NE | C & I Retrofit Impact Study | Evaluation - Multiyear | NSTAR Electric | Yes | 2003 | B |  | x | Non-Res | Commercial; Industrial | Refrigeration | Refrigeration |  | 4 | 4 | 4 | 0-50 | Metered |  | David | Duda | david.duda@kema.com |  | Don't know | Lighting Loggers | Don't know | Don't know |  |  |  | Don't know | Don't know | Don't know | Don't know | Don't know | Don't know | Don't know | Don't know | Don't know | Don't know | Don't know | Don't know |  | 0 | 0
195 | 2 | NE | Small C&I Retrofil Logger Study | Evaluation | NSTAR Electric | Yes | 2002 | B |  | x | Non-Res | Commercial; Industrial | Lighting - Interior | Lighting |  | 358 | 358 | 358 | 251-700 | Metered | Both | David | Duda | david.duda@kema.com |  | Don't know | TOU, current/motor loggers, power loggers | Don't know | Don't know |  |  |  | Don't know | Don't know | Don't know | Don't know | Don't know | Don't know | Don't know | Don't know | Don't know | Don't know | Don't know | Don't know |  | 0 | 0
196 | 1 | NE | C&I New Construction Retrofit Impact Study | Evaluation - Multiyear | NSTAR Electric | Yes | 2001 | B |  | x | Non-Res | Commercial; Industrial | Compressed air | Process |  | 5 | 5 | 5 | 0-50 | Metered |  | David | Duda | david.duda@kema.com |  | Don't know | Lighting Loggers | Don't know | Don't know |  |  |  | Don't know | Don't know | Don't know | Don't know | Don't know | Don't know | Don't know | Don't know | Don't know | Don't know | Don't know | Don't know |  | 0 | 0
197 | 1 | NE | C&I New Construction Retrofit Impact Study | Evaluation - Multiyear | NSTAR Electric | Yes | 2001 | B |  | x | Non-Res | Commercial; Industrial | HVAC | HVAC | EMS | 17 | 17 | 17 | 0-50 | Metered |  | David | Duda | david.duda@kema.com |  | Don't know | Lighting Loggers | Don't know | Don't know |  |  |  | Don't know | Don't know | Don't know | Don't know | Don't know | Don't know | Don't know | Don't know | Don't know | Don't know | Don't know | Don't know |  | 0 | 0
198 | 1 | NE | C&I New Construction Retrofit Impact Study | Evaluation - Multiyear | NSTAR Electric | Yes | 2001 | B |  | x | Non-Res | Commercial; Industrial | HVAC - Other | HVAC |  | 4 | 4 | 4 | 0-50 | Metered |  | David | Duda | david.duda@kema.com |  | Don't know | Lighting Loggers | Don't know | Don't know |  |  |  | Don't know | Don't know | Don't know | Don't know | Don't know | Don't know | Don't know | Don't know | Don't know | Don't know | Don't know | Don't know |  | 0 | 0
199 | 1 | NE | C&I New Construction Retrofit Impact Study | Evaluation - Multiyear | NSTAR Electric | Yes | 2001 | B |  | x | Non-Res | Commercial; Industrial | Industrial - Process | Process |  | 4 | 4 | 4 | 0-50 | Metered |  | David | Duda | david.duda@kema.com |  | Don't know | Lighting Loggers | Don't know | Don't know |  |  |  | Don't know | Don't know | Don't know | Don't know | Don't know | Don't know | Don't know | Don't know | Don't know | Don't know | Don't know | Don't know |  | 0 | 0
200 | 1 | NE | C&I New Construction Retrofit Impact Study | Evaluation - Multiyear | NSTAR Electric | Yes | 2001 | B |  | x | Non-Res | Commercial; Industrial | Lighting - Interior | Lighting |  | 39 | 39 | 39 | 0-50 | Metered |  | David | Duda | david.duda@kema.com |  | Don't know | Lighting Loggers | Don't know | Don't know |  |  |  | Don't know | Don't know | Don't know | Don't know | Don't know | Don't know | Don't know | Don't know | Don't know | Don't know | Don't know | Don't know |  | 0 | 0
201 | 1 | NE | C&I New Construction Retrofit Impact Study | Evaluation - Multiyear | NSTAR Electric | Yes | 2001 | B |  | x | Non-Res | Commercial; Industrial | Motors - Drives | Motors |  | 17 | 17 | 17 | 0-50 | Metered |  | David | Duda | david.duda@kema.com |  | Don't know | Lighting Loggers | Don't know | Don't know |  |  |  | Don't know | Don't know | Don't know | Don't know | Don't know | Don't know | Don't know | Don't know | Don't know | Don't know | Don't know | Don't know |  | 0 | 0
202 | 1 | NE | C&I New Construction Retrofit Impact Study | Evaluation - Multiyear | NSTAR Electric | Yes | 2001 | B |  | x | Non-Res | Commercial; Industrial | Refrigeration | Refrigeration |  | 6 | 6 | 6 | 0-50 | Metered |  | David | Duda | david.duda@kema.com |  | Don't know | Lighting Loggers | Don't know | Don't know |  |  |  | Don't know | Don't know | Don't know | Don't know | Don't know | Don't know | Don't know | Don't know | Don't know | Don't know | Don't know | Don't know |  | 0 | 0
178 | 1 | NE | BSCS Impact Study | Evaluation - Multiyear | NSTAR Electric | Yes | 2007 | B |  | x | Non-Res | Commercial; Industrial | HVAC - Cooling | HVAC |  | 71 | 71 | 71 | 51-150 | Metered |  | David | Duda | david.duda@kema.com |  | 2 months | TOU lighting loggers and power monitoring | Don't know | Yes |  |  |  | Don't know | Don't know | Don't know | Don't know | Don't know | Don't know | Don't know | Don't know | Don't know | Don't know | Don't know | Don't know |  | 0 | 4-7 weeks of monitoring during shoulder months (Sept/Oct 2007). Many sites had custom measures, including control measures. Load shapes are customer specific. Data collected was high quality and meets all technical criteria for ISO-NE FCM.
178 | 1 | NE | BSCS Impact Study | Evaluation - Multiyear | NSTAR Electric | Yes | 2007 | B |  | x | Non-Res | Commercial; Industrial | Motors - Drives | Motors |  | 10 | 10 | 10 | 0-50 | Metered |  | David | Duda | david.duda@kema.com |  | 2 months | TOU lighting loggers and power monitoring | Don't know | Yes |  |  |  | Don't know | Don't know | Don't know | Don't know | Don't know | Don't know | Don't know | Don't know | Don't know | Don't know | Don't know | Don't know |  | 0 | 4-7 weeks of monitoring during shoulder months (Sept/Oct 2007). Many sites had custom measures, including control measures. Load shapes are customer specific. Data collected was high quality and meets all technical criteria for ISO-NE FCM.
185 | 2 | NE | CS Impact Study | Evaluation - Multiyear | NSTAR Electric | Yes | 2004 | B |  | x | Non-Res | Commercial; Industrial | Industrial - Process | Industrial - Process |  | 4 | 4 | 4 | 0-50 | Metered |  | David | Duda | david.duda@kema.com |  | Don't know | TOU Loggers | Don't know | Don't know |  |  |  | Don't know | Don't know | Don't know | Don't know | Don't know | Don't know | Don't know | Don't know | Don't know | Don't know | Don't know | Don't know |  | 0 | 0
185 | 2 | NE | CS Impact Study | Evaluation - Multiyear | NSTAR Electric | Yes | 2004 | B |  | x | Non-Res | Commercial; Industrial | Motors - Drives | Motors - Drives |  | 12 | 12 | 12 | 0-50 | Metered |  | David | Duda | david.duda@kema.com |  | Don't know | TOU Loggers | Don't know | Don't know |  |  |  | Don't know | Don't know | Don't know | Don't know | Don't know | Don't know | Don't know | Don't know | Don't know | Don't know | Don't know | Don't know |  | 0 | 0
20 | 2 | NE | NYLE Heat Pump Water Heater Evaluation | Evaluation | NU | Yes | 2002 | B | x |  | Res | Unsure | HVAC | HVAC | Heat Pump Water Heaters | 15 | 15 | 15 | 0-50 | Metered | Usage | David | Duda | david.duda@kema.com |  | Less than 2 months of study | Lighting Loggers, data loggers, CT loggers | 60 minutes | Yes | Excel data files | 1 Readily accessible | Yes | Don't know | Don't know | Don't know | Don't know | Don't know | Don't know | Don't know | Don't know | Don't know | Don't know | Don't know | Don't know |  | Yes, could likely provide at no cost | 0
109 | 2 | NE | NU/UI Catalog POP Impact Study | Evaluation | NU and CL&P | Yes | 2003 | B | x |  | Res | Single-family | Lighting - Interior | Lighting |  | 230 | 230 | 230 | 151-250 | Metered |  | David | Duda | david.duda@kema.com |  | Don't know | Lighting loggers | Don't know | Don't know |  |  |  | Don't know | Don't know | Don't know | Don't know | Don't know | Don't know | Don't know | Don't know | Don't know | Don't know | Don't know | Don't know |  | 0 | 0
108 | 1 | NE | NU/UI Energy Star Homes Impact Study | Evaluation - Multiyear | NU and CL&P | Yes | 2002 | B | x |  | Res | Single-family | Lighting - Interior | Lighting |  | 112 | 112 | 112 | 51-150 | Metered | Impact | David | Duda | david.duda@kema.com |  | Don't know | lighting loggers | Don't know | Don't know |  |  |  | Don't know | Don't know | Don't know | Don't know | Don't know | Don't know | Don't know | Don't know | Don't know | Don't know | Don't know | Don't know |  | 0 | 0
112 | 1 | NE | CFL Markdown Impact Study | Evaluation | NU and CL&P | Yes | 2008 | B | x |  | Res | Single-family | Lighting - Exterior | Lighting |  | unknown |  | Blank | Blank | Metered |  | David | Duda | david.duda@kema.com |  | Don't know | Donâ€™t know | Don't know | Don't know |  |  |  | Don't know | Don't know | Don't know | Don't know | Don't know | Don't know | Don't know | Don't know | Don't know | Don't know | Don't know | Don't know |  | 0 | 0
123 | 1 | NE | Municipal Impact Study 2004 | Evaluation - Multiyear | NU and CL&P | Yes | 2004 | B |  | x | Non-Res | Municipal | Lighting - Interior | Lighting |  | 45 | 45 | 45 | 0-50 | Metered | Both | David | Duda | david.duda@kema.com |  | Less than 2 months of study | TOU Lighting Loggers | Don't know | Don't know |  |  |  | Don't know | Don't know | Don't know | Don't know | Don't know | Don't know | Don't know | Don't know | Don't know | Don't know | Don't know | Don't know |  | 0 | 0
16 | 1 | NE | SPWG Lighting Coincidence Factor Study for the ISO Forward Capacity Market | Compilation | SPWG and many others | Yes | 2007 | A |  | x | Non-Res | Commercial; Industrial; University, Schools, Warehouse, Medical | Lighting - Exterior |  |  | unknown |  | Blank |  | Metered | Usage | David | Duda | david.duda@kema.com |  | Less than 1 year of study | Measure water temps, air temp, flow rate, power | Less than 5 minutes | Yes | Excel data files | 1 Readily accessible | Yes | Don't know | Don't know | Don't know | Don't know | Don't know | Don't know | Don't know | Don't know | Don't know | Don't know | Don't know | Don't know |  | Yes, could likely provide at no cost | Study utilized existing res and non-res lighting logger data and created summer and winter lighting profiles for the ISONE FCM
17 | 1 | NE | SPWG Lighting Coincidence Factor Study for the ISO Forward Capacity Market | Compilation | SPWG and many others | Yes | 2007 | A | x |  | Res | Single-family; Multi-family; Mobile home/Manufactured Housing; Low income | Lighting - Exterior |  |  | 80 | 80 | 80 |  | Metered | Usage | David | Duda | david.duda@kema.com |  | Less than 1 year of study | Measure water temps, air temp, flow rate, power | Less than 5 minutes | Yes | Excel data files | 1 Readily accessible | Yes | Don't know | Don't know | Don't know | Don't know | Don't know | Don't know | Don't know | Don't know | Don't know | Don't know | Don't know | Don't know |  | Yes, could likely provide at no cost | Study utilized existing res and non-res lighting logger data and created summer and winter lighting profiles for the ISONE FCM
18 | 1 | NE | SPWG Lighting Coincidence Factor Study for the ISO Forward Capacity Market | Compilation | SPWG and many others | Yes | 2007 | A |  | x | Non-Res | Commercial; Industrial; University, Schools, Warehouse, Medical | Lighting - Interior |  |  | 1764 | 329 | 1764 |  | Metered | Usage | David | Duda | david.duda@kema.com |  | Less than 1 year of study | Measure water temps, air temp, flow rate, power | Less than 5 minutes | Yes | Excel data files | 1 Readily accessible | Yes | Don't know | Don't know | Don't know | Don't know | Don't know | Don't know | Don't know | Don't know | Don't know | Don't know | Don't know | Don't know |  | Yes, could likely provide at no cost | Study utilized existing res and non-res lighting logger data and created summer and winter lighting profiles for the ISONE FCM
19 | 1 | NE | SPWG Lighting Coincidence Factor Study for the ISO Forward Capacity Market | Compilation | SPWG and many others | Yes | 2007 | A | x |  | Res | Single-family; Multi-family; Mobile home/Manufactured Housing; Low income | Lighting - Interior |  |  | 795 | 795 | 795 |  | Metered | Usage | David | Duda | david.duda@kema.com |  | Less than 1 year of study | Measure water temps, air temp, flow rate, power | Less than 5 minutes | Yes | Excel data files | 1 Readily accessible | Yes | Don't know | Don't know | Don't know | Don't know | Don't know | Don't know | Don't know | Don't know | Don't know | Don't know | Don't know | Don't know |  | Yes, could likely provide at no cost | Study utilized existing res and non-res lighting logger data and created summer and winter lighting profiles for the ISONE FCM
8 | 1 | NE | CT School Lighting Baseline Study | Evaluation | UI, CL&P, Western MA | Yes | 2006 | B |  | x | Non-Res | Education | Lighting - Interior | Lighting |  | 79 Schools 646 Loggers | 79 | 646 | 51-150 | Metered | Usage | David | Duda | david.duda@kema.com |  | Multi-year study | Data loggers and Lighting loggers | 15 minute | Don't know | Excel data files | 1 Readily accessible | No | Don't know | Don't know | Don't know | Don't know | Don't know | Don't know | Don't know | Don't know | Don't know | Don't know | Don't know | Don't know |  | Yes, could likely provide at no cost | Completed Sept. 2006. Used TOU lighting loggers to gather 15 minute lighting data at 79 schools.
157 | 1 | NE | CFL Markdown Impact Study | Evaluation | United Illuminating and other utilities | Yes | 2008 | B | x |  | Res | Single-family | Lighting - Interior | Lighting | CFLs | 664 | 664 | 664 | 251-700 | Metered | Usage | David | Duda | david.duda@kema.com |  | Don't know | Lighting loggers | 15 minute | Don't know |  |  |  | Don't know | Don't know | Don't know | Don't know | Don't know | Don't know | Don't know | Don't know | Don't know | Don't know | Don't know | Don't know |  | 0 | Random digit dialing to recruit customes who may have purchased markdown bulbs. CFL tme of use data for both summer and winter months.
165 | 1 | NE | CT and MA Ductless Heat Pump Impact Study | Evaluation | United Illuminating | Yes | 2008 | B | x |  | Res | Single-family | HVAC | HVAC | Ductless Heat Pump | 40 | 40 | 40 | 0-50 | Metered | Impact | David | Duda | david.duda@kema.com |  | Don't know | Lighting Logger and Elite Power Meters | Don't know | Don't know |  |  |  | Don't know | Don't know | Don't know | Don't know | Don't know | Don't know | Don't know | Don't know | Don't know | Don't know | Don't know | Don't know |  | 0 | 0
9 | 1 | NE | 2005 Coincidence Factor Study | Compilation | United Illuminating and CL&P for the ECMB | Yes | 2007 | B |  | x | Non-Res | Commercial; Industrial | HVAC - Cooling |  |  | 43 | 43 | 43 |  | Metered |  | David | Duda | david.duda@kema.com |  | Multi-year study |  |  | Yes | Excel data files | 1 Readily accessible | Yes | Don't know | Don't know | Don't know | Don't know | Don't know | Don't know | Don't know | Don't know | Don't know | Don't know | Don't know | Don't know |  | Yes, could likely provide at no cost | Consists of various past studies, there is not believed to be a high degree of precision associated with this data.
10 | 1 | NE | 2005 Coincidence Factor Study | Compilation | United Illuminating and CL&P for the ECMB | Yes | 2007 | B | x |  | Res | all | HVAC - Cooling |  |  | unknown |  | Blank |  | Metered |  | David | Duda | david.duda@kema.com |  | Multi-year study |  |  | Yes | Excel data files | 1 Readily accessible | Yes | Don't know | Don't know | Don't know | Don't know | Don't know | Don't know | Don't know | Don't know | Don't know | Don't know | Don't know | Don't know |  | Yes, could likely provide at no cost | Consists of various past studies, there is not believed to be a high degree of precision associated with this data.
11 | 1 | NE | 2005 Coincidence Factor Study | Compilation | United Illuminating and CL&P for the ECMB | Yes | 2007 | B |  | x | Non-Res | Commercial; Industrial | HVAC - Fan Energy |  |  | unknown |  | Blank |  | Metered |  | David | Duda | david.duda@kema.com |  | Multi-year study |  |  | Yes | Excel data files | 1 Readily accessible | Yes | Don't know | Don't know | Don't know | Don't know | Don't know | Don't know | Don't know | Don't know | Don't know | Don't know | Don't know | Don't know |  | Yes, could likely provide at no cost | Consists of various past studies, there is not believed to be a high degree of precision associated with this data.
12 | 1 | NE | 2005 Coincidence Factor Study | Compilation | United Illuminating and CL&P for the ECMB | Yes | 2007 | B |  | x | Non-Res | Commercial; Industrial | HVAC - Heating |  |  | unknown |  | Blank |  | Metered |  | David | Duda | david.duda@kema.com |  | Multi-year study |  |  | Yes | Excel data files | 1 Readily accessible | Yes | Don't know | Don't know | Don't know | Don't know | Don't know | Don't know | Don't know | Don't know | Don't know | Don't know | Don't know | Don't know |  | Yes, could likely provide at no cost | Consists of various past studies, there is not believed to be a high degree of precision associated with this data.
223 | 2 | South | Electric Tankless Water Heater | LRS | Alabama Power Company | Yes | 2007 | B | x |  | Res | Single-family | Water heating | DHW |  | 1 | 1 | 1 | 0-50 | Metered | Usage | Wilbur | Johnson | WIDJOHNS@southernco.com | Alabama Power | 1 year of study | 0 | 0 | 0 | Excel data files | 3 | Yes | Yes | Yes | Yes | Yes | Yes | Don't know | Yes | Yes | Yes | Yes | Yes | Yes |  | No, the data belongs to someone else | 0
224 | 2 | South | Electric Tankless Water Heater | LRS | Alabama Power Company | Yes | 2007 | B | x |  | Res | Single-family | HVAC - Cooling | HVAC |  | 1 | 1 | 1 | 0-50 | Metered | Usage | Wilbur | Johnson | WIDJOHNS@southernco.com | Alabama Power | 1 year of study | 0 | 0 | 0 | Excel data files | 3 | Yes | Yes | Yes | Yes | Yes | Yes | Don't know | Yes | Yes | Yes | Yes | Yes | Yes |  | No, the data belongs to someone else | 0
225 | 2 | South | Electric Tankless Water Heater | LRS | Alabama Power Company | Yes | 2007 | B | x |  | Res | Single-family | HVAC - Fan Energy | HVAC |  | 1 | 1 | 1 | 0-50 | Metered | Usage | Wilbur | Johnson | WIDJOHNS@southernco.com | Alabama Power | 1 year of study | 0 | 0 | 0 | Excel data files | 3 | Yes | Yes | Yes | Yes | Yes | Yes | Don't know | Yes | Yes | Yes | Yes | Yes | Yes |  | No, the data belongs to someone else | 0
226 | 2 | South | Electric Tankless Water Heater | LRS | Alabama Power Company | Yes | 2007 | B | x |  | Res | Single-family | HVAC - Heating | HVAC |  | 1 | 1 | 1 | 0-50 | Metered | Usage | Wilbur | Johnson | WIDJOHNS@southernco.com | Alabama Power | 1 year of study | 0 | 0 | 0 | Excel data files | 3 | Yes | Yes | Yes | Yes | Yes | Yes | Don't know | Yes | Yes | Yes | Yes | Yes | Yes |  | No, the data belongs to someone else | 0
227 | 2 | South | Electric Tankless Water Heater | LRS | Alabama Power Company | Yes | 2007 | B | x |  | Res | Single-family | HVAC - Ventilation | HVAC |  | 1 | 1 | 1 | 0-50 | Metered | Usage | Wilbur | Johnson | WIDJOHNS@southernco.com | Alabama Power | 1 year of study | 0 | 0 | 0 | Excel data files | 3 | Yes | Yes | Yes | Yes | Yes | Yes | Don't know | Yes | Yes | Yes | Yes | Yes | Yes |  | No, the data belongs to someone else | 0
228 | 2 | South | Electric Tankless Water Heater | LRS | Alabama Power Company | Yes | 2007 | D | x |  | Res | Single-family | Whole Building |  |  |  |  | Blank |  | Metered | Usage | Wilbur | Johnson | WIDJOHNS@southernco.com | Alabama Power | 1 year of study | 0 | 0 | 0 | Excel data files | 3 | Yes | Yes | Yes | Yes | Yes | Yes | Don't know | Yes | Yes | Yes | Yes | Yes | Yes |  | No, the data belongs to someone else | 0
229 | 1 | NW | Assessment of Long-Term, System-Wide Potential for Demand-Side and Other Supplemental Resources | LRS | PacifiCorp | Yes | 2007 | D | x |  | Res | Single-family; Multi-family; Mobile home/Manufactured Housing | Appliances - Kitchen | Appliances |  |  |  | Blank | Blank | Modeled/simulated | Usage | Hossein | Haeri | Hossein.Haeri@quantecllc.com | Cadmus | 0 | 0 | 0 | 0 |  |  |  | Don't know | Don't know | Don't know | Don't know | Don't know | Don't know | Don't know | Don't know | Don't know | Don't know | Don't know | Don't know |  | 0 | 0
230 | 1 | NW | Assessment of Long-Term, System-Wide Potential for Demand-Side and Other Supplemental Resources | LRS | PacifiCorp | Yes | 2007 | D | x |  | Res | Single-family; Multi-family; Mobile home/Manufactured Housing | Appliances - Laundry | Appliances |  |  |  | Blank | Blank | Modeled/simulated | Usage | Hossein | Haeri | Hossein.Haeri@quantecllc.com | Cadmus | 0 | 0 | 0 | 0 |  |  |  | Don't know | Don't know | Don't know | Don't know | Don't know | Don't know | Don't know | Don't know | Don't know | Don't know | Don't know | Don't know |  | 0 | 0
231 | 1 | NW | Assessment of Long-Term, System-Wide Potential for Demand-Side and Other Supplemental Resources | LRS | PacifiCorp | Yes | 2007 | D | x |  | Res | Single-family; Multi-family; Mobile home/Manufactured Housing | Appliances - Refrigerators | Appliances |  |  |  | Blank | Blank | Modeled/simulated | Usage | Hossein | Haeri | Hossein.Haeri@quantecllc.com | Cadmus | 0 | 0 | 0 | 0 |  |  |  | Don't know | Don't know | Don't know | Don't know | Don't know | Don't know | Don't know | Don't know | Don't know | Don't know | Don't know | Don't know |  | 0 | 0
232 | 1 | NW | Assessment of Long-Term, System-Wide Potential for Demand-Side and Other Supplemental Resources | LRS | PacifiCorp | Yes | 2007 | D | x |  | Res | Single-family; Multi-family; Mobile home/Manufactured Housing | Water heating | DHW |  |  |  | Blank | Blank | Modeled/simulated | Usage | Hossein | Haeri | Hossein.Haeri@quantecllc.com | Cadmus | 0 | 0 | 0 | 0 |  |  |  | Don't know | Don't know | Don't know | Don't know | Don't know | Don't know | Don't know | Don't know | Don't know | Don't know | Don't know | Don't know |  | 0 | 0
233 | 1 | NW | Assessment of Long-Term, System-Wide Potential for Demand-Side and Other Supplemental Resources | LRS | PacifiCorp | Yes | 2007 | D |  | x | Non-Res | Commercial; Industrial; Government | HVAC - Cooling | HVAC |  |  |  | Blank | Blank | Modeled/simulated | Usage | Hossein | Haeri | Hossein.Haeri@quantecllc.com | Cadmus | 0 | 0 | 0 | 0 |  |  |  | Don't know | Don't know | Don't know | Don't know | Don't know | Don't know | Don't know | Don't know | Don't know | Don't know | Don't know | Don't know |  | 0 | 0
234 | 1 | NW | Assessment of Long-Term, System-Wide Potential for Demand-Side and Other Supplemental Resources | LRS | PacifiCorp | Yes | 2007 | D | x |  | Res | Single-family; Multi-family; Mobile home/Manufactured Housing | HVAC - Cooling | HVAC |  |  |  | Blank | Blank | Modeled/simulated | Usage | Hossein | Haeri | Hossein.Haeri@quantecllc.com | Cadmus | 0 | 0 | 0 | 0 |  |  |  | Don't know | Don't know | Don't know | Don't know | Don't know | Don't know | Don't know | Don't know | Don't know | Don't know | Don't know | Don't know |  | 0 | 0
235 | 1 | NW | Assessment of Long-Term, System-Wide Potential for Demand-Side and Other Supplemental Resources | LRS | PacifiCorp | Yes | 2007 | D |  | x | Non-Res | Commercial; Industrial; Government | HVAC - Fan Energy | HVAC |  |  |  | Blank | Blank | Modeled/simulated | Usage | Hossein | Haeri | Hossein.Haeri@quantecllc.com | Cadmus | 0 | 0 | 0 | 0 |  |  |  | Don't know | Don't know | Don't know | Don't know | Don't know | Don't know | Don't know | Don't know | Don't know | Don't know | Don't know | Don't know |  | 0 | 0
236 | 1 | NW | Assessment of Long-Term, System-Wide Potential for Demand-Side and Other Supplemental Resources | LRS | PacifiCorp | Yes | 2007 | D | x |  | Res | Single-family; Multi-family; Mobile home/Manufactured Housing | HVAC - Fan Energy | HVAC |  |  |  | Blank | Blank | Modeled/simulated | Usage | Hossein | Haeri | Hossein.Haeri@quantecllc.com | Cadmus | 0 | 0 | 0 | 0 |  |  |  | Don't know | Don't know | Don't know | Don't know | Don't know | Don't know | Don't know | Don't know | Don't know | Don't know | Don't know | Don't know |  | 0 | 0
237 | 1 | NW | Assessment of Long-Term, System-Wide Potential for Demand-Side and Other Supplemental Resources | LRS | PacifiCorp | Yes | 2007 | D |  | x | Non-Res | Commercial; Industrial; Government | HVAC - Heating | HVAC |  |  |  | Blank | Blank | Modeled/simulated | Usage | Hossein | Haeri | Hossein.Haeri@quantecllc.com | Cadmus | 0 | 0 | 0 | 0 |  |  |  | Don't know | Don't know | Don't know | Don't know | Don't know | Don't know | Don't know | Don't know | Don't know | Don't know | Don't know | Don't know |  | 0 | 0
238 | 1 | NW | Assessment of Long-Term, System-Wide Potential for Demand-Side and Other Supplemental Resources | LRS | PacifiCorp | Yes | 2007 | D | x |  | Res | Single-family; Multi-family; Mobile home/Manufactured Housing | HVAC - Heating | HVAC |  |  |  | Blank | Blank | Modeled/simulated | Usage | Hossein | Haeri | Hossein.Haeri@quantecllc.com | Cadmus | 0 | 0 | 0 | 0 |  |  |  | Don't know | Don't know | Don't know | Don't know | Don't know | Don't know | Don't know | Don't know | Don't know | Don't know | Don't know | Don't know |  | 0 | 0
239 | 1 | NW | Assessment of Long-Term, System-Wide Potential for Demand-Side and Other Supplemental Resources | LRS | PacifiCorp | Yes | 2007 | D |  | x | Non-Res | Commercial; Industrial; Government | HVAC - Other | HVAC |  |  |  | Blank | Blank | Modeled/simulated | Usage | Hossein | Haeri | Hossein.Haeri@quantecllc.com | Cadmus | 0 | 0 | 0 | 0 |  |  |  | Don't know | Don't know | Don't know | Don't know | Don't know | Don't know | Don't know | Don't know | Don't know | Don't know | Don't know | Don't know |  | 0 | 0
240 | 1 | NW | Assessment of Long-Term, System-Wide Potential for Demand-Side and Other Supplemental Resources | LRS | PacifiCorp | Yes | 2007 | D |  | x | Non-Res | Commercial; Industrial; Government | HVAC - Ventilation | HVAC |  |  |  | Blank | Blank | Modeled/simulated | Usage | Hossein | Haeri | Hossein.Haeri@quantecllc.com | Cadmus | 0 | 0 | 0 | 0 |  |  |  | Don't know | Don't know | Don't know | Don't know | Don't know | Don't know | Don't know | Don't know | Don't know | Don't know | Don't know | Don't know |  | 0 | 0
241 | 1 | NW | Assessment of Long-Term, System-Wide Potential for Demand-Side and Other Supplemental Resources | LRS | PacifiCorp | Yes | 2007 | D |  | x | Non-Res | Commercial; Industrial; Government | Industrial - Process | Process |  |  |  | Blank | Blank | Modeled/simulated | Usage | Hossein | Haeri | Hossein.Haeri@quantecllc.com | Cadmus | 0 | 0 | 0 | 0 |  |  |  | Don't know | Don't know | Don't know | Don't know | Don't know | Don't know | Don't know | Don't know | Don't know | Don't know | Don't know | Don't know |  | 0 | 0
242 | 1 | NW | Assessment of Long-Term, System-Wide Potential for Demand-Side and Other Supplemental Resources | LRS | PacifiCorp | Yes | 2007 | D |  | x | Non-Res | Commercial; Industrial; Government | Lighting - Exterior | Lighting |  |  |  | Blank | Blank | Modeled/simulated | Usage | Hossein | Haeri | Hossein.Haeri@quantecllc.com | Cadmus | 0 | 0 | 0 | 0 |  |  |  | Don't know | Don't know | Don't know | Don't know | Don't know | Don't know | Don't know | Don't know | Don't know | Don't know | Don't know | Don't know |  | 0 | 0
243 | 1 | NW | Assessment of Long-Term, System-Wide Potential for Demand-Side and Other Supplemental Resources | LRS | PacifiCorp | Yes | 2007 | D | x |  | Res | Single-family; Multi-family; Mobile home/Manufactured Housing | Lighting - Exterior | Lighting |  |  |  | Blank | Blank | Modeled/simulated | Usage | Hossein | Haeri | Hossein.Haeri@quantecllc.com | Cadmus | 0 | 0 | 0 | 0 |  |  |  | Don't know | Don't know | Don't know | Don't know | Don't know | Don't know | Don't know | Don't know | Don't know | Don't know | Don't know | Don't know |  | 0 | 0
244 | 1 | NW | Assessment of Long-Term, System-Wide Potential for Demand-Side and Other Supplemental Resources | LRS | PacifiCorp | Yes | 2007 | D |  | x | Non-Res | Commercial; Industrial; Government | Lighting - Interior | Lighting |  |  |  | Blank | Blank | Modeled/simulated | Usage | Hossein | Haeri | Hossein.Haeri@quantecllc.com | Cadmus | 0 | 0 | 0 | 0 |  |  |  | Don't know | Don't know | Don't know | Don't know | Don't know | Don't know | Don't know | Don't know | Don't know | Don't know | Don't know | Don't know |  | 0 | 0
245 | 1 | NW | Assessment of Long-Term, System-Wide Potential for Demand-Side and Other Supplemental Resources | LRS | PacifiCorp | Yes | 2007 | D | x |  | Res | Single-family; Multi-family; Mobile home/Manufactured Housing | Lighting - Interior | Lighting |  |  |  | Blank | Blank | Modeled/simulated | Usage | Hossein | Haeri | Hossein.Haeri@quantecllc.com | Cadmus | 0 | 0 | 0 | 0 |  |  |  | Don't know | Don't know | Don't know | Don't know | Don't know | Don't know | Don't know | Don't know | Don't know | Don't know | Don't know | Don't know |  | 0 | 0
246 | 1 | NW | Assessment of Long-Term, System-Wide Potential for Demand-Side and Other Supplemental Resources | LRS | PacifiCorp | Yes | 2007 | D | x |  | Res | Single-family; Multi-family; Mobile home/Manufactured Housing | Plug Load | Appliances |  |  |  | Blank | Blank | Modeled/simulated | Usage | Hossein | Haeri | Hossein.Haeri@quantecllc.com | Cadmus | 0 | 0 | 0 | 0 |  |  |  | Don't know | Don't know | Don't know | Don't know | Don't know | Don't know | Don't know | Don't know | Don't know | Don't know | Don't know | Don't know |  | 0 | 0
247 | 1 | NW | Assessment of Long-Term, System-Wide Potential for Demand-Side and Other Supplemental Resources | LRS | PacifiCorp | Yes | 2007 | D |  | x | Non-Res | Commercial; Industrial; Government | Refrigeration | Refrigeration |  |  |  | Blank | Blank | Modeled/simulated | Usage | Hossein | Haeri | Hossein.Haeri@quantecllc.com | Cadmus | 0 | 0 | 0 | 0 |  |  |  | Don't know | Don't know | Don't know | Don't know | Don't know | Don't know | Don't know | Don't know | Don't know | Don't know | Don't know | Don't know |  | 0 | 0
248 | 1 | NW | Assessment of Long-Term, System-Wide Potential for Demand-Side and Other Supplemental Resources | LRS | PacifiCorp | Yes | 2007 | D |  | x | Non-Res | Commercial; Industrial; Government | Water heating | DHW |  |  |  | Blank | Blank | Modeled/simulated | Usage | Hossein | Haeri | Hossein.Haeri@quantecllc.com | Cadmus | 0 | 0 | 0 | 0 |  |  |  | Don't know | Don't know | Don't know | Don't know | Don't know | Don't know | Don't know | Don't know | Don't know | Don't know | Don't know | Don't know |  | 0 | 0
249 | 1 | NW | Assessment of Long-Term, System-Wide Potential for Demand-Side and Other Supplemental Resources | LRS | PacifiCorp | Yes | 2007 | C | x |  | Res | Single-family; Multi-family; Mobile home/Manufactured Housing | Whole Building |  |  |  |  | Blank |  | Modeled/simulated | Usage | Hossein | Haeri | Hossein.Haeri@quantecllc.com | Cadmus | 0 | 0 | 0 | 0 |  |  |  | Don't know | Don't know | Don't know | Don't know | Don't know | Don't know | Don't know | Don't know | Don't know | Don't know | Don't know | Don't know |  | 0 | 0
258 | 5 | West | End Use Load Shape Project | LRS | NV Energy (fka Sierra Pacific Power Company) | Yes | 1998 | C | x |  | Res | Single-family; Multi-family | Appliances - Kitchen | Appliances |  | 114 | 114 | 114 | 51-150 | Metered | Usage | Terry | Baxter | terrybaxter@nvenergy.com |  | Multi-year study | Donâ€™t know | 15 minutes | Yes | SAS dataset | 3 | Yes | Don't know | No | Yes | Yes | Yes | Yes | Yes | Yes | Yes | Yes | Yes | Yes |  | No | The final data from this survey was provided by CEED. That is the only public data available. Note: For the Residential samples sizes - we combined the Single Family and the Multi Family sample sizes. For the Commercial sample sizes - we have proved an overall total sample size. Individual sample sizes by segment for the commercial customers is not readily available.
259 | 5 | West | End Use Load Shape Project | LRS | NV Energy (fka Sierra Pacific Power Company) | Yes | 1998 | C |  | x | Non-Res | Grocery, Office, Retail, and Casino | Appliances - Laundry | Appliances |  |  |  | Blank | Blank | Metered | Usage | Terry | Baxter | terrybaxter@nvenergy.com |  | Multi-year study | Donâ€™t know | 15 minutes | Yes | SAS dataset | 3 | Yes | Don't know | No | Yes | Yes | Yes | Yes | Yes | Yes | Yes | Yes | Yes | Yes |  | No | The final data from this survey was provided by CEED. That is the only public data available. Note: For the Residential samples sizes - we combined the Single Family and the Multi Family sample sizes. For the Commercial sample sizes - we have proved an overall total sample size. Individual sample sizes by segment for the commercial customers is not readily available.
260 | 5 | West | End Use Load Shape Project | LRS | NV Energy (fka Sierra Pacific Power Company) | Yes | 1998 | C | x |  | Res | Single-family; Multi-family | Appliances - Laundry | Appliances |  | 75 | 75 | 75 | 51-150 | Metered | Usage | Terry | Baxter | terrybaxter@nvenergy.com |  | Multi-year study | Donâ€™t know | 15 minutes | Yes | SAS dataset | 3 | Yes | Don't know | No | Yes | Yes | Yes | Yes | Yes | Yes | Yes | Yes | Yes | Yes |  | No | The final data from this survey was provided by CEED. That is the only public data available. Note: For the Residential samples sizes - we combined the Single Family and the Multi Family sample sizes. For the Commercial sample sizes - we have proved an overall total sample size. Individual sample sizes by segment for the commercial customers is not readily available.
261 | 5 | West | End Use Load Shape Project | LRS | NV Energy (fka Sierra Pacific Power Company) | Yes | 1998 | C | x |  | Res | Single-family; Multi-family | Appliances - Refrigerators | Appliances |  | 88 | 88 | 88 | 51-150 | Metered | Usage | Terry | Baxter | terrybaxter@nvenergy.com |  | Multi-year study | Donâ€™t know | 15 minutes | Yes | SAS dataset | 3 | Yes | Don't know | No | Yes | Yes | Yes | Yes | Yes | Yes | Yes | Yes | Yes | Yes |  | No | The final data from this survey was provided by CEED. That is the only public data available. Note: For the Residential samples sizes - we combined the Single Family and the Multi Family sample sizes. For the Commercial sample sizes - we have proved an overall total sample size. Individual sample sizes by segment for the commercial customers is not readily available.
262 | 5 | West | End Use Load Shape Project | LRS | NV Energy (fka Sierra Pacific Power Company) | Yes | 1998 | C |  | x | Non-Res | Grocery, Office, Retail, and Casino | Data center equipment | Other |  |  |  | Blank | Blank | Metered | Usage | Terry | Baxter | terrybaxter@nvenergy.com |  | Multi-year study | Donâ€™t know | 15 minutes | Yes | SAS dataset | 3 | Yes | Don't know | No | Yes | Yes | Yes | Yes | Yes | Yes | Yes | Yes | Yes | Yes |  | No | The final data from this survey was provided by CEED. That is the only public data available. Note: For the Residential samples sizes - we combined the Single Family and the Multi Family sample sizes. For the Commercial sample sizes - we have proved an overall total sample size. Individual sample sizes by segment for the commercial customers is not readily available.
263 | 5 | West | End Use Load Shape Project | LRS | NV Energy (fka Sierra Pacific Power Company) | Yes | 1998 | C | x |  | Res | Single-family; Multi-family | Water heating | DHW |  | 50 | 50 | 50 | 0-50 | Metered | Usage | Terry | Baxter | terrybaxter@nvenergy.com |  | Multi-year study | Donâ€™t know | 15 minutes | Yes | SAS dataset | 3 | Yes | Don't know | No | Yes | Yes | Yes | Yes | Yes | Yes | Yes | Yes | Yes | Yes |  | No | The final data from this survey was provided by CEED. That is the only public data available. Note: For the Residential samples sizes - we combined the Single Family and the Multi Family sample sizes. For the Commercial sample sizes - we have proved an overall total sample size. Individual sample sizes by segment for the commercial customers is not readily available.
264 | 5 | West | End Use Load Shape Project | LRS | NV Energy (fka Sierra Pacific Power Company) | Yes | 1998 | C |  | x | Non-Res | Grocery, Office, Retail, and Casino | Equipment | Other | electrick forklift, elevators, slot machines |  |  | Blank | Blank | Metered | Usage | Terry | Baxter | terrybaxter@nvenergy.com |  | Multi-year study | Donâ€™t know | 15 minutes | Yes | SAS dataset | 3 | Yes | Don't know | No | Yes | Yes | Yes | Yes | Yes | Yes | Yes | Yes | Yes | Yes |  | No | The final data from this survey was provided by CEED. That is the only public data available. Note: For the Residential samples sizes - we combined the Single Family and the Multi Family sample sizes. For the Commercial sample sizes - we have proved an overall total sample size. Individual sample sizes by segment for the commercial customers is not readily available.
265 | 5 | West | End Use Load Shape Project | LRS | NV Energy (fka Sierra Pacific Power Company) | Yes | 1998 | C |  | x | Non-Res | Grocery, Office, Retail, and Casino | Food Service Equipment | Food Service |  |  |  | Blank | Blank | Metered | Usage | Terry | Baxter | terrybaxter@nvenergy.com |  | Multi-year study | Donâ€™t know | 15 minutes | Yes | SAS dataset | 3 | Yes | Don't know | No | Yes | Yes | Yes | Yes | Yes | Yes | Yes | Yes | Yes | Yes |  | No | The final data from this survey was provided by CEED. That is the only public data available. Note: For the Residential samples sizes - we combined the Single Family and the Multi Family sample sizes. For the Commercial sample sizes - we have proved an overall total sample size. Individual sample sizes by segment for the commercial customers is not readily available.
266 | 5 | West | End Use Load Shape Project | LRS | NV Energy (fka Sierra Pacific Power Company) | Yes | 1998 | C |  | x | Non-Res | Grocery, Office, Retail, and Casino | HVAC - Cooling | HVAC |  |  |  | Blank | Blank | Metered | Usage | Terry | Baxter | terrybaxter@nvenergy.com |  | Multi-year study | Donâ€™t know | 15 minutes | Yes | SAS dataset | 3 | Yes | Don't know | No | Yes | Yes | Yes | Yes | Yes | Yes | Yes | Yes | Yes | Yes |  | No | The final data from this survey was provided by CEED. That is the only public data available. Note: For the Residential samples sizes - we combined the Single Family and the Multi Family sample sizes. For the Commercial sample sizes - we have proved an overall total sample size. Individual sample sizes by segment for the commercial customers is not readily available.
267 | 5 | West | End Use Load Shape Project | LRS | NV Energy (fka Sierra Pacific Power Company) | Yes | 1998 | C | x |  | Res | Single-family; Multi-family | HVAC - Cooling | HVAC |  | 27 | 27 | 27 | 0-50 | Metered | Usage | Terry | Baxter | terrybaxter@nvenergy.com |  | Multi-year study | Donâ€™t know | 15 minutes | Yes | SAS dataset | 3 | Yes | Don't know | No | Yes | Yes | Yes | Yes | Yes | Yes | Yes | Yes | Yes | Yes |  | No | The final data from this survey was provided by CEED. That is the only public data available. Note: For the Residential samples sizes - we combined the Single Family and the Multi Family sample sizes. For the Commercial sample sizes - we have proved an overall total sample size. Individual sample sizes by segment for the commercial customers is not readily available.
268 | 5 | West | End Use Load Shape Project | LRS | NV Energy (fka Sierra Pacific Power Company) | Yes | 1998 | C |  | x | Non-Res | Grocery, Office, Retail, and Casino | HVAC - Fan Energy | HVAC |  |  |  | Blank | Blank | Metered | Usage | Terry | Baxter | terrybaxter@nvenergy.com |  | Multi-year study | Donâ€™t know | 15 minutes | Yes | SAS dataset | 3 | Yes | Don't know | No | Yes | Yes | Yes | Yes | Yes | Yes | Yes | Yes | Yes | Yes |  | No | The final data from this survey was provided by CEED. That is the only public data available. Note: For the Residential samples sizes - we combined the Single Family and the Multi Family sample sizes. For the Commercial sample sizes - we have proved an overall total sample size. Individual sample sizes by segment for the commercial customers is not readily available.
269 | 5 | West | End Use Load Shape Project | LRS | NV Energy (fka Sierra Pacific Power Company) | Yes | 1998 | C | x |  | Res | Single-family; Multi-family | HVAC - Fan Energy | HVAC |  | 36 | 36 | 36 | 0-50 | Metered | Usage | Terry | Baxter | terrybaxter@nvenergy.com |  | Multi-year study | Donâ€™t know | 15 minutes | Yes | SAS dataset | 3 | Yes | Don't know | No | Yes | Yes | Yes | Yes | Yes | Yes | Yes | Yes | Yes | Yes |  | No | The final data from this survey was provided by CEED. That is the only public data available. Note: For the Residential samples sizes - we combined the Single Family and the Multi Family sample sizes. For the Commercial sample sizes - we have proved an overall total sample size. Individual sample sizes by segment for the commercial customers is not readily available.
270 | 5 | West | End Use Load Shape Project | LRS | NV Energy (fka Sierra Pacific Power Company) | Yes | 1998 | C |  | x | Non-Res | Grocery, Office, Retail, and Casino | HVAC - Heating | HVAC |  |  |  | Blank | Blank | Metered | Usage | Terry | Baxter | terrybaxter@nvenergy.com |  | Multi-year study | Donâ€™t know | 15 minutes | Yes | SAS dataset | 3 | Yes | Don't know | No | Yes | Yes | Yes | Yes | Yes | Yes | Yes | Yes | Yes | Yes |  | No | The final data from this survey was provided by CEED. That is the only public data available. Note: For the Residential samples sizes - we combined the Single Family and the Multi Family sample sizes. For the Commercial sample sizes - we have proved an overall total sample size. Individual sample sizes by segment for the commercial customers is not readily available.
271 | 5 | West | End Use Load Shape Project | LRS | NV Energy (fka Sierra Pacific Power Company) | Yes | 1998 | C | x |  | Res | Single-family; Multi-family | HVAC - Heating | HVAC |  | 13 | 13 | 13 | 0-50 | Metered | Usage | Terry | Baxter | terrybaxter@nvenergy.com |  | Multi-year study | Donâ€™t know | 15 minutes | Yes | SAS dataset | 3 | Yes | Don't know | No | Yes | Yes | Yes | Yes | Yes | Yes | Yes | Yes | Yes | Yes |  | No | The final data from this survey was provided by CEED. That is the only public data available. Note: For the Residential samples sizes - we combined the Single Family and the Multi Family sample sizes. For the Commercial sample sizes - we have proved an overall total sample size. Individual sample sizes by segment for the commercial customers is not readily available.
272 | 5 | West | End Use Load Shape Project | LRS | NV Energy (fka Sierra Pacific Power Company) | Yes | 1998 | C |  | x | Non-Res | Grocery, Office, Retail, and Casino | HVAC - Other | HVAC |  |  |  | Blank | Blank | Metered | Usage | Terry | Baxter | terrybaxter@nvenergy.com |  | Multi-year study | Donâ€™t know | 15 minutes | Yes | SAS dataset | 3 | Yes | Don't know | No | Yes | Yes | Yes | Yes | Yes | Yes | Yes | Yes | Yes | Yes |  | No | The final data from this survey was provided by CEED. That is the only public data available. Note: For the Residential samples sizes - we combined the Single Family and the Multi Family sample sizes. For the Commercial sample sizes - we have proved an overall total sample size. Individual sample sizes by segment for the commercial customers is not readily available.
273 | 5 | West | End Use Load Shape Project | LRS | NV Energy (fka Sierra Pacific Power Company) | Yes | 1998 | C | x |  | Res | Single-family; Multi-family | HVAC - Other | HVAC |  | 73 | 73 | 73 | 51-150 | Metered | Usage | Terry | Baxter | terrybaxter@nvenergy.com |  | Multi-year study | Donâ€™t know | 15 minutes | Yes | SAS dataset | 3 | Yes | Don't know | No | Yes | Yes | Yes | Yes | Yes | Yes | Yes | Yes | Yes | Yes |  | No | The final data from this survey was provided by CEED. That is the only public data available. Note: For the Residential samples sizes - we combined the Single Family and the Multi Family sample sizes. For the Commercial sample sizes - we have proved an overall total sample size. Individual sample sizes by segment for the commercial customers is not readily available.
274 | 5 | West | End Use Load Shape Project | LRS | NV Energy (fka Sierra Pacific Power Company) | Yes | 1998 | C |  | x | Non-Res | Grocery, Office, Retail, and Casino | Lighting - Exterior | Lighting |  |  |  | Blank | Blank | Metered | Usage | Terry | Baxter | terrybaxter@nvenergy.com |  | Multi-year study | Donâ€™t know | 15 minutes | Yes | SAS dataset | 3 | Yes | Don't know | No | Yes | Yes | Yes | Yes | Yes | Yes | Yes | Yes | Yes | Yes |  | No | The final data from this survey was provided by CEED. That is the only public data available. Note: For the Residential samples sizes - we combined the Single Family and the Multi Family sample sizes. For the Commercial sample sizes - we have proved an overall total sample size. Individual sample sizes by segment for the commercial customers is not readily available.
275 | 5 | West | End Use Load Shape Project | LRS | NV Energy (fka Sierra Pacific Power Company) | Yes | 1998 | C |  | x | Non-Res | Grocery, Office, Retail, and Casino | Lighting - Interior | Lighting |  |  |  | Blank | Blank | Metered | Usage | Terry | Baxter | terrybaxter@nvenergy.com |  | Multi-year study | Donâ€™t know | 15 minutes | Yes | SAS dataset | 3 | Yes | Don't know | No | Yes | Yes | Yes | Yes | Yes | Yes | Yes | Yes | Yes | Yes |  | No | The final data from this survey was provided by CEED. That is the only public data available. Note: For the Residential samples sizes - we combined the Single Family and the Multi Family sample sizes. For the Commercial sample sizes - we have proved an overall total sample size. Individual sample sizes by segment for the commercial customers is not readily available.
276 | 5 | West | End Use Load Shape Project | LRS | NV Energy (fka Sierra Pacific Power Company) | Yes | 1998 | C |  | x | Non-Res | Grocery, Office, Retail, and Casino | Motors - Drives | Motors |  |  |  | Blank | Blank | Metered | Usage | Terry | Baxter | terrybaxter@nvenergy.com |  | Multi-year study | Donâ€™t know | 15 minutes | Yes | SAS dataset | 3 | Yes | Don't know | No | Yes | Yes | Yes | Yes | Yes | Yes | Yes | Yes | Yes | Yes |  | No | The final data from this survey was provided by CEED. That is the only public data available. Note: For the Residential samples sizes - we combined the Single Family and the Multi Family sample sizes. For the Commercial sample sizes - we have proved an overall total sample size. Individual sample sizes by segment for the commercial customers is not readily available.
277 | 5 | West | End Use Load Shape Project | LRS | NV Energy (fka Sierra Pacific Power Company) | Yes | 1998 | C |  | x | Non-Res | Grocery, Office, Retail, and Casino | Plug Load | Appliances |  |  |  | Blank | Blank | Metered | Usage | Terry | Baxter | terrybaxter@nvenergy.com |  | Multi-year study | Donâ€™t know | 15 minutes | Yes | SAS dataset | 3 | Yes | Don't know | No | Yes | Yes | Yes | Yes | Yes | Yes | Yes | Yes | Yes | Yes |  | No | The final data from this survey was provided by CEED. That is the only public data available. Note: For the Residential samples sizes - we combined the Single Family and the Multi Family sample sizes. For the Commercial sample sizes - we have proved an overall total sample size. Individual sample sizes by segment for the commercial customers is not readily available.
278 | 5 | West | End Use Load Shape Project | LRS | NV Energy (fka Sierra Pacific Power Company) | Yes | 1998 | C |  | x | Non-Res | Grocery, Office, Retail, and Casino | Refrigeration | Refrigeration |  |  |  | Blank | Blank | Metered | Usage | Terry | Baxter | terrybaxter@nvenergy.com |  | Multi-year study | Donâ€™t know | 15 minutes | Yes | SAS dataset | 3 | Yes | Don't know | No | Yes | Yes | Yes | Yes | Yes | Yes | Yes | Yes | Yes | Yes |  | No | The final data from this survey was provided by CEED. That is the only public data available. Note: For the Residential samples sizes - we combined the Single Family and the Multi Family sample sizes. For the Commercial sample sizes - we have proved an overall total sample size. Individual sample sizes by segment for the commercial customers is not readily available.
279 | 5 | West | End Use Load Shape Project | LRS | NV Energy (fka Sierra Pacific Power Company) | Yes | 1998 | C | x |  | Res | Single-family; Multi-family | Plug Load | Appliances | PC, TV | unknown |  | Blank | Blank | Metered | Usage | Terry | Baxter | terrybaxter@nvenergy.com |  | Multi-year study | Donâ€™t know | 15 minutes | Yes | SAS dataset | 3 | Yes | Don't know | No | Yes | Yes | Yes | Yes | Yes | Yes | Yes | Yes | Yes | Yes |  | No | The final data from this survey was provided by CEED. That is the only public data available. Note: For the Residential samples sizes - we combined the Single Family and the Multi Family sample sizes. For the Commercial sample sizes - we have proved an overall total sample size. Individual sample sizes by segment for the commercial customers is not readily available.
280 | 5 | West | End Use Load Shape Project | LRS | NV Energy (fka Sierra Pacific Power Company) | Yes | 1998 | C |  | x | Non-Res | Grocery, Office, Retail, and Casino | Water heating | DHW |  |  |  | Blank | Blank | Metered | Usage | Terry | Baxter | terrybaxter@nvenergy.com |  | Multi-year study | Donâ€™t know | 15 minutes | Yes | SAS dataset | 3 | Yes | Don't know | No | Yes | Yes | Yes | Yes | Yes | Yes | Yes | Yes | Yes | Yes |  | No | The final data from this survey was provided by CEED. That is the only public data available. Note: For the Residential samples sizes - we combined the Single Family and the Multi Family sample sizes. For the Commercial sample sizes - we have proved an overall total sample size. Individual sample sizes by segment for the commercial customers is not readily available.
281 | 5 | West | End Use Load Shape Project | LRS | NV Energy (fka Sierra Pacific Power Company) | Yes | 1998 | C |  | x | Non-Res | Grocery, Office, Retail, and Casino | Whole Building |  |  | 146 | 146 | 146 |  | Metered | Usage | Terry | Baxter | terrybaxter@nvenergy.com |  | Multi-year study | Donâ€™t know | 15 minutes | Yes | SAS dataset | 3 | Yes | Don't know | No | Yes | Yes | Yes | Yes | Yes | Yes | Yes | Yes | Yes | Yes |  | No | The final data from this survey was provided by CEED. That is the only public data available. Note: For the Residential samples sizes - we combined the Single Family and the Multi Family sample sizes. For the Commercial sample sizes - we have proved an overall total sample size. Individual sample sizes by segment for the commercial customers is not readily available.
282 | 5 | West | End Use Load Shape Project | LRS | NV Energy (fka Sierra Pacific Power Company) | Yes | 1998 | C | x |  | Res | Single-family; Multi-family | Whole Building |  |  | 81 | 81 | 81 |  | Metered | Usage | Terry | Baxter | terrybaxter@nvenergy.com |  | Multi-year study | Donâ€™t know | 15 minutes | Yes | SAS dataset | 3 | Yes | Don't know | No | Yes | Yes | Yes | Yes | Yes | Yes | Yes | Yes | Yes | Yes |  | No | The final data from this survey was provided by CEED. That is the only public data available. Note: For the Residential samples sizes - we combined the Single Family and the Multi Family sample sizes. For the Commercial sample sizes - we have proved an overall total sample size. Individual sample sizes by segment for the commercial customers is not readily available.
283 | 5 | West | End Use Load Shape Project | LRS | NV Energy (fka Sierra Pacific Power Company) | Yes | 1996 | C | x |  | Res | Single-family; Multi-family | Appliances - Kitchen | Appliances |  | 114 | 114 | 114 | 51-150 | Metered | Usage | Terry | Baxter | terrybaxter@nvenergy.com |  | Multi-year study | Commercial true power data logger | 60 minutes | Yes |  | 4 | Yes | Yes | Yes | Yes | Yes | No | Yes | Yes | Yes | No | No | Yes | Yes |  | Yes, could likely provide at no cost | Data was provided to CEED at completion of the study. This is the only public data available.For the residential sample counts, we combined single family and multi family samples.For the commercial sample counts, we have supplied the total sample count. Individual counts by end use were not readily available
284 | 5 | West | End Use Load Shape Project | LRS | NV Energy (fka Sierra Pacific Power Company) | Yes | 1996 | C |  | x | Non-Res | Grocery, Office, Retail, and Casino | Appliances - Laundry | Appliances |  |  |  | Blank | Blank | Metered | Usage | Terry | Baxter | terrybaxter@nvenergy.com |  | Multi-year study | Commercial true power data logger | 60 minutes | Yes |  | 4 | Yes | Yes | Yes | Yes | Yes | No | Yes | Yes | Yes | No | No | Yes | Yes |  | Yes, could likely provide at no cost | Data was provided to CEED at completion of the study. This is the only public data available.For the residential sample counts, we combined single family and multi family samples.For the commercial sample counts, we have supplied the total sample count. Individual counts by end use were not readily available
285 | 5 | West | End Use Load Shape Project | LRS | NV Energy (fka Sierra Pacific Power Company) | Yes | 1996 | C | x |  | Res | Single-family; Multi-family | Appliances - Laundry | Appliances |  | 75 | 75 | 75 | 51-150 | Metered | Usage | Terry | Baxter | terrybaxter@nvenergy.com |  | Multi-year study | Commercial true power data logger | 60 minutes | Yes |  | 4 | Yes | Yes | Yes | Yes | Yes | No | Yes | Yes | Yes | No | No | Yes | Yes |  | Yes, could likely provide at no cost | Data was provided to CEED at completion of the study. This is the only public data available.For the residential sample counts, we combined single family and multi family samples.For the commercial sample counts, we have supplied the total sample count. Individual counts by end use were not readily available
286 | 5 | West | End Use Load Shape Project | LRS | NV Energy (fka Sierra Pacific Power Company) | Yes | 1996 | C | x |  | Res | Single-family; Multi-family | Appliances - Refrigerators | Appliances |  | 88 | 88 | 88 | 51-150 | Metered | Usage | Terry | Baxter | terrybaxter@nvenergy.com |  | Multi-year study | Commercial true power data logger | 60 minutes | Yes |  | 4 | Yes | Yes | Yes | Yes | Yes | No | Yes | Yes | Yes | No | No | Yes | Yes |  | Yes, could likely provide at no cost | Data was provided to CEED at completion of the study. This is the only public data available.For the residential sample counts, we combined single family and multi family samples.For the commercial sample counts, we have supplied the total sample count. Individual counts by end use were not readily available
287 | 5 | West | End Use Load Shape Project | LRS | NV Energy (fka Sierra Pacific Power Company) | Yes | 1996 | C |  | x | Non-Res | Grocery, Office, Retail, and Casino | Data center equipment | Other |  |  |  | Blank | Blank | Metered | Usage | Terry | Baxter | terrybaxter@nvenergy.com |  | Multi-year study | Commercial true power data logger | 60 minutes | Yes |  | 4 | Yes | Yes | Yes | Yes | Yes | No | Yes | Yes | Yes | No | No | Yes | Yes |  | Yes, could likely provide at no cost | Data was provided to CEED at completion of the study. This is the only public data available.For the residential sample counts, we combined single family and multi family samples.For the commercial sample counts, we have supplied the total sample count. Individual counts by end use were not readily available
288 | 5 | West | End Use Load Shape Project | LRS | NV Energy (fka Sierra Pacific Power Company) | Yes | 1996 | C | x |  | Res | Single-family; Multi-family | Water heating | DHW |  | 50 | 50 | 50 | 0-50 | Metered | Usage | Terry | Baxter | terrybaxter@nvenergy.com |  | Multi-year study | Commercial true power data logger | 60 minutes | Yes |  | 4 | Yes | Yes | Yes | Yes | Yes | No | Yes | Yes | Yes | No | No | Yes | Yes |  | Yes, could likely provide at no cost | Data was provided to CEED at completion of the study. This is the only public data available.For the residential sample counts, we combined single family and multi family samples.For the commercial sample counts, we have supplied the total sample count. Individual counts by end use were not readily available
289 | 5 | West | End Use Load Shape Project | LRS | NV Energy (fka Sierra Pacific Power Company) | Yes | 1996 | C |  | x | Non-Res | Grocery, Office, Retail, and Casino | Equipment | Other | electric forklift, elevators, slot machines | 146 | 146 | 146 | 51-150 | Metered | Usage | Terry | Baxter | terrybaxter@nvenergy.com |  | Multi-year study | Commercial true power data logger | 60 minutes | Yes |  | 4 | Yes | Yes | Yes | Yes | Yes | No | Yes | Yes | Yes | No | No | Yes | Yes |  | Yes, could likely provide at no cost | Data was provided to CEED at completion of the study. This is the only public data available.For the residential sample counts, we combined single family and multi family samples.For the commercial sample counts, we have supplied the total sample count. Individual counts by end use were not readily available
290 | 5 | West | End Use Load Shape Project | LRS | NV Energy (fka Sierra Pacific Power Company) | Yes | 1996 | C |  | x | Non-Res | Grocery, Office, Retail, and Casino | Food Service Equipment | Food Service |  |  |  | Blank | Blank | Metered | Usage | Terry | Baxter | terrybaxter@nvenergy.com |  | Multi-year study | Commercial true power data logger | 60 minutes | Yes |  | 4 | Yes | Yes | Yes | Yes | Yes | No | Yes | Yes | Yes | No | No | Yes | Yes |  | Yes, could likely provide at no cost | Data was provided to CEED at completion of the study. This is the only public data available.For the residential sample counts, we combined single family and multi family samples.For the commercial sample counts, we have supplied the total sample count. Individual counts by end use were not readily available
291 | 5 | West | End Use Load Shape Project | LRS | NV Energy (fka Sierra Pacific Power Company) | Yes | 1996 | C |  | x | Non-Res | Grocery, Office, Retail, and Casino | HVAC - Cooling | HVAC |  |  |  | Blank | Blank | Metered | Usage | Terry | Baxter | terrybaxter@nvenergy.com |  | Multi-year study | Commercial true power data logger | 60 minutes | Yes |  | 4 | Yes | Yes | Yes | Yes | Yes | No | Yes | Yes | Yes | No | No | Yes | Yes |  | Yes, could likely provide at no cost | Data was provided to CEED at completion of the study. This is the only public data available.For the residential sample counts, we combined single family and multi family samples.For the commercial sample counts, we have supplied the total sample count. Individual counts by end use were not readily available
292 | 5 | West | End Use Load Shape Project | LRS | NV Energy (fka Sierra Pacific Power Company) | Yes | 1996 | C | x |  | Res | Single-family; Multi-family | HVAC - Cooling | HVAC |  | 27 | 27 | 27 | 0-50 | Metered | Usage | Terry | Baxter | terrybaxter@nvenergy.com |  | Multi-year study | Commercial true power data logger | 60 minutes | Yes |  | 4 | Yes | Yes | Yes | Yes | Yes | No | Yes | Yes | Yes | No | No | Yes | Yes |  | Yes, could likely provide at no cost | Data was provided to CEED at completion of the study. This is the only public data available.For the residential sample counts, we combined single family and multi family samples.For the commercial sample counts, we have supplied the total sample count. Individual counts by end use were not readily available
293 | 5 | West | End Use Load Shape Project | LRS | NV Energy (fka Sierra Pacific Power Company) | Yes | 1996 | C |  | x | Non-Res | Grocery, Office, Retail, and Casino | HVAC - Fan Energy | HVAC |  |  |  | Blank | Blank | Metered | Usage | Terry | Baxter | terrybaxter@nvenergy.com |  | Multi-year study | Commercial true power data logger | 60 minutes | Yes |  | 4 | Yes | Yes | Yes | Yes | Yes | No | Yes | Yes | Yes | No | No | Yes | Yes |  | Yes, could likely provide at no cost | Data was provided to CEED at completion of the study. This is the only public data available.For the residential sample counts, we combined single family and multi family samples.For the commercial sample counts, we have supplied the total sample count. Individual counts by end use were not readily available
294 | 5 | West | End Use Load Shape Project | LRS | NV Energy (fka Sierra Pacific Power Company) | Yes | 1996 | C | x |  | Res | Single-family; Multi-family | HVAC - Fan Energy | HVAC |  | 36 | 36 | 36 | 0-50 | Metered | Usage | Terry | Baxter | terrybaxter@nvenergy.com |  | Multi-year study | Commercial true power data logger | 60 minutes | Yes |  | 4 | Yes | Yes | Yes | Yes | Yes | No | Yes | Yes | Yes | No | No | Yes | Yes |  | Yes, could likely provide at no cost | Data was provided to CEED at completion of the study. This is the only public data available.For the residential sample counts, we combined single family and multi family samples.For the commercial sample counts, we have supplied the total sample count. Individual counts by end use were not readily available
295 | 5 | West | End Use Load Shape Project | LRS | NV Energy (fka Sierra Pacific Power Company) | Yes | 1996 | C |  | x | Non-Res | Grocery, Office, Retail, and Casino | HVAC - Heating | HVAC |  |  |  | Blank | Blank | Metered | Usage | Terry | Baxter | terrybaxter@nvenergy.com |  | Multi-year study | Commercial true power data logger | 60 minutes | Yes |  | 4 | Yes | Yes | Yes | Yes | Yes | No | Yes | Yes | Yes | No | No | Yes | Yes |  | Yes, could likely provide at no cost | Data was provided to CEED at completion of the study. This is the only public data available.For the residential sample counts, we combined single family and multi family samples.For the commercial sample counts, we have supplied the total sample count. Individual counts by end use were not readily available
296 | 5 | West | End Use Load Shape Project | LRS | NV Energy (fka Sierra Pacific Power Company) | Yes | 1996 | C | x |  | Res | Single-family; Multi-family | HVAC - Heating | HVAC |  | 13 | 13 | 13 | 0-50 | Metered | Usage | Terry | Baxter | terrybaxter@nvenergy.com |  | Multi-year study | Commercial true power data logger | 60 minutes | Yes |  | 4 | Yes | Yes | Yes | Yes | Yes | No | Yes | Yes | Yes | No | No | Yes | Yes |  | Yes, could likely provide at no cost | Data was provided to CEED at completion of the study. This is the only public data available.For the residential sample counts, we combined single family and multi family samples.For the commercial sample counts, we have supplied the total sample count. Individual counts by end use were not readily available
297 | 5 | West | End Use Load Shape Project | LRS | NV Energy (fka Sierra Pacific Power Company) | Yes | 1996 | C |  | x | Non-Res | Grocery, Office, Retail, and Casino | HVAC - Other | HVAC |  |  |  | Blank | Blank | Metered | Usage | Terry | Baxter | terrybaxter@nvenergy.com |  | Multi-year study | Commercial true power data logger | 60 minutes | Yes |  | 4 | Yes | Yes | Yes | Yes | Yes | No | Yes | Yes | Yes | No | No | Yes | Yes |  | Yes, could likely provide at no cost | Data was provided to CEED at completion of the study. This is the only public data available.For the residential sample counts, we combined single family and multi family samples.For the commercial sample counts, we have supplied the total sample count. Individual counts by end use were not readily available
298 | 5 | West | End Use Load Shape Project | LRS | NV Energy (fka Sierra Pacific Power Company) | Yes | 1996 | C | x |  | Res | Single-family; Multi-family | HVAC - Other | HVAC |  |  |  | Blank | Blank | Metered | Usage | Terry | Baxter | terrybaxter@nvenergy.com |  | Multi-year study | Commercial true power data logger | 60 minutes | Yes |  | 4 | Yes | Yes | Yes | Yes | Yes | No | Yes | Yes | Yes | No | No | Yes | Yes |  | Yes, could likely provide at no cost | Data was provided to CEED at completion of the study. This is the only public data available.For the residential sample counts, we combined single family and multi family samples.For the commercial sample counts, we have supplied the total sample count. Individual counts by end use were not readily available
299 | 5 | West | End Use Load Shape Project | LRS | NV Energy (fka Sierra Pacific Power Company) | Yes | 1996 | C |  | x | Non-Res | Grocery, Office, Retail, and Casino | Lighting - Exterior | Lighting |  |  |  | Blank | Blank | Metered | Usage | Terry | Baxter | terrybaxter@nvenergy.com |  | Multi-year study | Commercial true power data logger | 60 minutes | Yes |  | 4 | Yes | Yes | Yes | Yes | Yes | No | Yes | Yes | Yes | No | No | Yes | Yes |  | Yes, could likely provide at no cost | Data was provided to CEED at completion of the study. This is the only public data available.For the residential sample counts, we combined single family and multi family samples.For the commercial sample counts, we have supplied the total sample count. Individual counts by end use were not readily available
300 | 5 | West | End Use Load Shape Project | LRS | NV Energy (fka Sierra Pacific Power Company) | Yes | 1996 | C |  | x | Non-Res | Grocery, Office, Retail, and Casino | Lighting - Interior | Lighting |  |  |  | Blank | Blank | Metered | Usage | Terry | Baxter | terrybaxter@nvenergy.com |  | Multi-year study | Commercial true power data logger | 60 minutes | Yes |  | 4 | Yes | Yes | Yes | Yes | Yes | No | Yes | Yes | Yes | No | No | Yes | Yes |  | Yes, could likely provide at no cost | Data was provided to CEED at completion of the study. This is the only public data available.For the residential sample counts, we combined single family and multi family samples.For the commercial sample counts, we have supplied the total sample count. Individual counts by end use were not readily available
301 | 5 | West | End Use Load Shape Project | LRS | NV Energy (fka Sierra Pacific Power Company) | Yes | 1996 | C |  | x | Non-Res | Grocery, Office, Retail, and Casino | Motors - Drives | Motors |  |  |  | Blank | Blank | Metered | Usage | Terry | Baxter | terrybaxter@nvenergy.com |  | Multi-year study | Commercial true power data logger | 60 minutes | Yes |  | 4 | Yes | Yes | Yes | Yes | Yes | No | Yes | Yes | Yes | No | No | Yes | Yes |  | Yes, could likely provide at no cost | Data was provided to CEED at completion of the study. This is the only public data available.For the residential sample counts, we combined single family and multi family samples.For the commercial sample counts, we have supplied the total sample count. Individual counts by end use were not readily available
302 | 5 | West | End Use Load Shape Project | LRS | NV Energy (fka Sierra Pacific Power Company) | Yes | 1996 | C |  | x | Non-Res | Grocery, Office, Retail, and Casino | Plug Load | Appliances |  |  |  | Blank | Blank | Metered | Usage | Terry | Baxter | terrybaxter@nvenergy.com |  | Multi-year study | Commercial true power data logger | 60 minutes | Yes |  | 4 | Yes | Yes | Yes | Yes | Yes | No | Yes | Yes | Yes | No | No | Yes | Yes |  | Yes, could likely provide at no cost | Data was provided to CEED at completion of the study. This is the only public data available.For the residential sample counts, we combined single family and multi family samples.For the commercial sample counts, we have supplied the total sample count. Individual counts by end use were not readily available
303 | 5 | West | End Use Load Shape Project | LRS | NV Energy (fka Sierra Pacific Power Company) | Yes | 1996 | C |  | x | Non-Res | Grocery, Office, Retail, and Casino | Refrigeration | Refrigeration |  |  |  | Blank | Blank | Metered | Usage | Terry | Baxter | terrybaxter@nvenergy.com |  | Multi-year study | Commercial true power data logger | 60 minutes | Yes |  | 4 | Yes | Yes | Yes | Yes | Yes | No | Yes | Yes | Yes | No | No | Yes | Yes |  | Yes, could likely provide at no cost | Data was provided to CEED at completion of the study. This is the only public data available.For the residential sample counts, we combined single family and multi family samples.For the commercial sample counts, we have supplied the total sample count. Individual counts by end use were not readily available
304 | 5 | West | End Use Load Shape Project | LRS | NV Energy (fka Sierra Pacific Power Company) | Yes | 1996 | C | x |  | Res | Single-family; Multi-family | Plug Load | Appliances | Waterbed | 73 | 73 | 73 | 51-150 | Metered | Usage | Terry | Baxter | terrybaxter@nvenergy.com |  | Multi-year study | Commercial true power data logger | 60 minutes | Yes |  | 4 | Yes | Yes | Yes | Yes | Yes | No | Yes | Yes | Yes | No | No | Yes | Yes |  | Yes, could likely provide at no cost | Data was provided to CEED at completion of the study. This is the only public data available.For the residential sample counts, we combined single family and multi family samples.For the commercial sample counts, we have supplied the total sample count. Individual counts by end use were not readily available
305 | 5 | West | End Use Load Shape Project | LRS | NV Energy (fka Sierra Pacific Power Company) | Yes | 1996 | C |  | x | Non-Res | Grocery, Office, Retail, and Casino | Water heating | DHW |  |  |  | Blank | Blank | Metered | Usage | Terry | Baxter | terrybaxter@nvenergy.com |  | Multi-year study | Commercial true power data logger | 60 minutes | Yes |  | 4 | Yes | Yes | Yes | Yes | Yes | No | Yes | Yes | Yes | No | No | Yes | Yes |  | Yes, could likely provide at no cost | Data was provided to CEED at completion of the study. This is the only public data available.For the residential sample counts, we combined single family and multi family samples.For the commercial sample counts, we have supplied the total sample count. Individual counts by end use were not readily available
306 | 5 | West | End Use Load Shape Project | LRS | NV Energy (fka Sierra Pacific Power Company) | Yes | 1996 | C |  | x | Non-Res | Grocery, Office, Retail, and Casino | Whole Building |  |  |  |  | Blank |  | Metered | Usage | Terry | Baxter | terrybaxter@nvenergy.com |  | Multi-year study | Commercial true power data logger | 60 minutes | Yes |  | 4 | Yes | Yes | Yes | Yes | Yes | No | Yes | Yes | Yes | No | No | Yes | Yes |  | Yes, could likely provide at no cost | Data was provided to CEED at completion of the study. This is the only public data available.For the residential sample counts, we combined single family and multi family samples.For the commercial sample counts, we have supplied the total sample count. Individual counts by end use were not readily available
307 | 5 | West | End Use Load Shape Project | LRS | NV Energy (fka Sierra Pacific Power Company) | Yes | 1996 | C | x |  | Res | Single-family; Multi-family | Whole Building |  |  | 81 | 81 | 81 |  | Metered | Usage | Terry | Baxter | terrybaxter@nvenergy.com |  | Multi-year study | Commercial true power data logger | 60 minutes | Yes |  | 4 | Yes | Yes | Yes | Yes | Yes | No | Yes | Yes | Yes | No | No | Yes | Yes |  | Yes, could likely provide at no cost | Data was provided to CEED at completion of the study. This is the only public data available.For the residential sample counts, we combined single family and multi family samples.For the commercial sample counts, we have supplied the total sample count. Individual counts by end use were not readily available
308 | 2 | NW | Multifamily Metering Study | LRS | Bonneville Power Administration | Yes | 1994 | C | x |  | Res | Multi-family | Water heating | DHW |  | 84 | 84 | 84 | 51-150 | Metered | Both | Marc | Schuldt | Mschuldt@sbwconsulting.com | SBW Consulting | Less than 6 months of study | 0 | 60 minutes | Yes |  | 1 Readily accessible | No | Yes | No | Yes | Yes | No | Yes | Yes | Yes | No | No | Yes | Yes |  | Yes, could likely provide at no cost | The study included 84 housing units (individually metered)in 10 multifamily buildings. This included five matched pairs of building with and without the energy cose. All new construction.
309 | 2 | NW | Multifamily Metering Study | LRS | Bonneville Power Administration | Yes | 1994 | C | x |  | Res | Multi-family | HVAC - Heating | HVAC |  | 84 | 84 | 84 | 51-150 | Metered | Both | Marc | Schuldt | Mschuldt@sbwconsulting.com | SBW Consulting | Less than 6 months of study | 0 | 60 minutes | Yes |  | 1 Readily accessible | No | Yes | No | Yes | Yes | No | Yes | Yes | Yes | No | No | Yes | Yes |  | Yes, could likely provide at no cost | The study included 84 housing units (individually metered)in 10 multifamily buildings. This included five matched pairs of building with and without the energy cose. All new construction.
310 | 2 | NW | Multifamily Metering Study | LRS | Bonneville Power Administration | Yes | 1994 | D | x |  | Res | Multi-family | Lighting, appliances and receptacle | Lighting |  | 84 | 84 | 84 | 51-150 | Metered | Both | Marc | Schuldt | Mschuldt@sbwconsulting.com | SBW Consulting | Less than 6 months of study | 0 | 60 minutes | Yes |  | 1 Readily accessible | No | Yes | No | Yes | Yes | No | Yes | Yes | Yes | No | No | Yes | Yes |  | Yes, could likely provide at no cost | The study included 84 housing units (individually metered)in 10 multifamily buildings. This included five matched pairs of building with and without the energy cose. All new construction.
311 | 1 | NW | Space Heat Thermostat Metering Study | LRS | Seattle City Light | Yes | 2006 | B | x |  | Res | Multi-family | HVAC - Heating | HVAC |  | 18 | 18 | 18 | 0-50 | Metered | Usage | Marc | Schuldt | Mschuldt@sbwconsulting.com | SBW Consulting | Less than 2 months of study | Commercial true power data logger | 15 minutes | Yes |  | 2 | Yes | Yes | No | Yes | Yes | No | Yes | Yes | Yes | Yes | No | No | Yes | Indoor/Outdoor temp | Yes, could likely provide at no cost | Performed on 100% electric heat apartments. Data has time and date stamps and was measured during the winter and spring heating period.
312 | 1 | NW | Space Heat Thermostat Metering Study | LRS | Seattle City Light | Yes | 2006 | B | x |  | Res | Multi-family | Whole Building |  |  | 18 | 18 | 18 |  | Metered | Usage | Marc | Schuldt | Mschuldt@sbwconsulting.com | SBW Consulting | Less than 2 months of study | Commercial true power data logger | 15 minutes | Yes |  | 2 | Yes | Yes | No | Yes | Yes | No | Yes | Yes | Yes | Yes | No | No | Yes | Indoor/Outdoor temp | Yes, could likely provide at no cost | Performed on 100% electric heat apartments. Data has time and date stamps and was measured during the winter and spring heating period.
313 | 1 | CA | Compressed Air Management Program | Evaluation | PG&E and others | Yes, but ongoing | ongoing | B |  | x | Non-Res | Industrial | Compressed air | Process | compressed air management program | 40+ | 40 | 40 | 0-50 | Metered | Both | Marc | Schuldt | Mschuldt@sbwconsulting.com | SBW Consulting | 0 | True power measurements | 0 | 0 | Excel |  |  | 0 | 0 | 0 | 0 | 0 | 0 | 0 | 0 | 0 | 0 | Yes | 0 | SDG&E service territory |  | Short term measurements of true power are made for every CAMP site. CAMP has been implemented for several utilities and is ongoing. Total accumulated sample size has not been compiled. Quoted sample size is conservative.
314 | 5 | CA | eShapes - Commercial | Compilation | Itron | Yes | n/a | B |  | x | Non-Res | Commercial | Miscellaneous |  | Miscellaneous | n/a |  | Blank |  | Prototype buildings, doe-2 for weather sensitive loads, calibrated to several enduse studies. Hot water and lighting based on proprietary algorithms. | Usage | David Hannah / Kris Miller |  | Dave.Hanna@itron.com | Itron |  |  |  |  | Excel, MS Access | Blank | [6 empty] | COMMERCIAL - Office (Sml, Med, Lge), Retail (Sml, Lge), Restaurant (1, 2, 3-meals), Fast Food (1, 2, 3-meals), Grocery, Convenience, Warehouse (Refrig, Non-Refrigerated), School, College, Hospital, Nursing Home, Hotel, Motel, Religious Worship, Pulbic Ass |  |  |  |  | Normal weather: http://doe2.com/Download/Weather/TMY2/ | CA Daggett, HDD 1918.5 CDD 3004.5,CA Fresno, CA HDD 2418 CDD 1963.5,CA Long Beach, CA HDD 1197.5 CDD 1151,CA Los Angeles, CA HDD 1244 CDD 649,CA Redding, CA HDD 2657 CDD 1787,CA Sacramento, CA HDD 2640.5 CDD 1210.5,CA San Diego, CA HDD 1025 CDD 840.5,CA S |  |  | Itron's eShapes are based on prototype buildings and can be run for any of 240 weather stations.
315 | 5 | CA | Inventory of CEC Forecast Load Shapes - Other Sectors (Agriculture and Water Pumping, Transportation and Communications, Street Lighting) | Compilation | CEC | Yes | n/a | B |  | x | Non-Res | Other (e.g. postal, motor freight, crops) | Ag - various |  | Livestock |  |  | Blank | [6 empty] | CEC Demand Analysis Office and various other sources (see notes.) | [5 empty] | Blank | [15 empty] | The CEC is in the process of updating its 24 hour load shapes. The 24 hour load shapes currently in use come from three main efforts: (1) Load shapes estimated for the original Peak Model (since replaced by the HELM model), from a variety of sources, inc
316 | 5 | CA | Inventory of CEC Forecast Load Shapes - Other Sectors (Agriculture and Water Pumping, Transportation and Communications, Street Lighting) | Compilation | CEC | Yes | n/a | B |  | x | Non-Res | Other (e.g. postal, motor freight, crops) | Agricultural - Pumping |  | Crops |  |  | Blank | [6 empty] | CEC Demand Analysis Office and various other sources (see notes.) | [5 empty] | Blank | [15 empty] | The CEC is in the process of updating its 24 hour load shapes. The 24 hour load shapes currently in use come from three main efforts: (1) Load shapes estimated for the original Peak Model (since replaced by the HELM model), from a variety of sources, inc
317 | 5 | CA | Inventory of CEC Forecast Load Shapes - Other Sectors (Agriculture and Water Pumping, Transportation and Communications, Street Lighting) | Compilation | CEC | Yes | n/a | B |  | x | Non-Res | Other (e.g. postal, motor freight, crops) | Agricultural - Pumping |  | Irrigation |  |  | Blank | [6 empty] | CEC Demand Analysis Office and various other sources (see notes.) | [5 empty] | Blank | [15 empty] | The CEC is in the process of updating its 24 hour load shapes. The 24 hour load shapes currently in use come from three main efforts: (1) Load shapes estimated for the original Peak Model (since replaced by the HELM model), from a variety of sources, inc
318 | 5 | CA | Inventory of CEC Forecast Load Shapes - Residential | Compilation | CEC | Yes | n/a | B | x |  | Res |  | Appliances - Kitchen |  | Dishwasher |  |  | Blank | [6 empty] | CEC Demand Analysis Office and various other sources (see notes.) | [5 empty] | Blank | [15 empty] | The CEC is in the process of updating its 24 hour load shapes. The 24 hour load shapes currently in use come from three main efforts: (1) Load shapes estimated for the original Peak Model (since replaced by the HELM model), from a variety of sources, inc
319 | 5 | CA | eShapes - Residential | Compilation | Itron | Yes | n/a | B | x |  | Res |  | Appliances - Kitchen |  | Dishwasher | n/a |  | Blank |  | Prototype buildings, doe-2 for weather sensitive loads, calibrated to several enduse studies. Hot water and lighting based on proprietary algorithms. | Usage | David Hannah / Kris Miller |  | Dave.Hanna@itron.com | Itron |  |  |  |  | Excel, MS Access | Blank | [6 empty] | RESIDENTIAL - Single-Family, Multi-Family |  |  |  |  | Normal weather: http://doe2.com/Download/Weather/TMY2/ | CA 4480 Los Angeles-Long Beach, CA,CA 5775 Oakland, CA,CA 5945 Orange County, CA,CA 6780 Riverside-San Bernardino, CA,CA 6920 Sacramento, CA,CA 7320 San Diego, CA,CA 7360 San Francisco, CA,CA 7400 San Jose, CA,CA 9906 Non-MSA, CA, |  |  | Itron's eShapes are based on prototype buildings and can be run for any of 240 weather stations.
320 | 1 | CA | Residential end-use load research study | LRS | SCE | Yes | 1996 | B | x |  | Res |  | Appliances - Kitchen | Appliances | Dishwasher | 330 | 330 | 330 | 251-700 | End use metering / metered load shapes | Usage | Richard Pulliam (SCE) |  | Richard.Pulliam@sce.com | Quantum Consulting |  |  |  |  | Paper Hard Copy | Blank | [11 empty] | It is available | All Zones | All Residential |  | This study ended in 1997. Missing data estimated at about 5%.
322 | 1 | CA | Residential end-use load research study | LRS | SCE | Yes | 1996 | B | x |  | Res |  | Appliances - Laundry | Appliances | Clothes Dryer | 330 | 330 | 330 | 251-700 | End use metering / metered load shapes | Usage | Richard Pulliam (SCE) |  | Richard.Pulliam@sce.com | Quantum Consulting |  |  |  |  | Paper Hard Copy | Blank | [11 empty] | It is available | All Zones | All Residential |  | This study ended in 1997. Missing data estimated at about 5%.
323 | 1 | CA | Residential end-use load research study | LRS | SCE | Yes | 1996 | B | x |  | Res |  | Appliances - Laundry | Appliances | Clothes Washer | 330 | 330 | 330 | 251-700 | End use metering / metered load shapes | Usage | Richard Pulliam (SCE) |  | Richard.Pulliam@sce.com | Quantum Consulting |  |  |  |  | Paper Hard Copy | Blank | [11 empty] | It is available | All Zones | All Residential |  | This study ended in 1997. Missing data estimated at about 5%.
324 | 1 | CA | Residential end-use load research study | LRS | PG&E | Yes | 2001 | A | x |  | Res |  | Appliances - Laundry | Appliances | clothes washers & dryers | Appliance-dependent. For example, central AC and clothes dryer each have over 400, but hot tub/sauna have 16 data points. | 400 | 400 | 251-700 | End use metering | Usage | Corina Jump |  | corina.jump@itron.com | Quantum Consulting |  |  |  |  | SAS | Blank | [11 empty] | No | service territory | residential sector only
325 | 5 | CA | Inventory of CEC Forecast Load Shapes - Residential | Compilation | CEC | Yes | n/a | B | x |  | Res |  | Appliances - Laundry |  | Dryer |  |  | Blank | [6 empty] | CEC Demand Analysis Office and various other sources (see notes.) | [5 empty] | Blank | [15 empty] | The CEC is in the process of updating its 24 hour load shapes. The 24 hour load shapes currently in use come from three main efforts: (1) Load shapes estimated for the original Peak Model (since replaced by the HELM model), from a variety of sources, inc
326 | 5 | CA | Inventory of CEC Forecast Load Shapes - Residential | Compilation | CEC | Yes | n/a | B | x |  | Res |  | Appliances - Laundry |  | Washer |  |  | Blank | [6 empty] | CEC Demand Analysis Office and various other sources (see notes.) | [5 empty] | Blank | [15 empty] | The CEC is in the process of updating its 24 hour load shapes. The 24 hour load shapes currently in use come from three main efforts: (1) Load shapes estimated for the original Peak Model (since replaced by the HELM model), from a variety of sources, inc
327 | 5 | CA | eShapes - Residential | Compilation | Itron | Yes | n/a | B | x |  | Res |  | Appliances - Laundry |  | Clothes Washer | n/a |  | Blank |  | Prototype buildings, doe-2 for weather sensitive loads, calibrated to several enduse studies. Hot water and lighting based on proprietary algorithms. | Usage | David Hannah / Kris Miller |  | Dave.Hanna@itron.com | Itron |  |  |  |  | Excel, MS Access | Blank | [6 empty] | RESIDENTIAL - Single-Family, Multi-Family |  |  |  |  | Normal weather: http://doe2.com/Download/Weather/TMY2/ | CA 4480 Los Angeles-Long Beach, CA,CA 5775 Oakland, CA,CA 5945 Orange County, CA,CA 6780 Riverside-San Bernardino, CA,CA 6920 Sacramento, CA,CA 7320 San Diego, CA,CA 7360 San Francisco, CA,CA 7400 San Jose, CA,CA 9906 Non-MSA, CA, |  |  | Itron's eShapes are based on prototype buildings and can be run for any of 240 weather stations.
329 | 5 | CA | eShapes - Residential | Compilation | Itron | Yes | n/a | B | x |  | Res |  | Appliances - Laundry |  | Electric Clothes Dryer | n/a |  | Blank |  | Prototype buildings, doe-2 for weather sensitive loads, calibrated to several enduse studies. Hot water and lighting based on proprietary algorithms. | Usage | David Hannah / Kris Miller |  | Dave.Hanna@itron.com | Itron |  |  |  |  | Excel, MS Access | Blank | [6 empty] | RESIDENTIAL - Single-Family, Multi-Family |  |  |  |  | Normal weather: http://doe2.com/Download/Weather/TMY2/ | CA 4480 Los Angeles-Long Beach, CA,CA 5775 Oakland, CA,CA 5945 Orange County, CA,CA 6780 Riverside-San Bernardino, CA,CA 6920 Sacramento, CA,CA 7320 San Diego, CA,CA 7360 San Francisco, CA,CA 7400 San Jose, CA,CA 9906 Non-MSA, CA, |  |  | Itron's eShapes are based on prototype buildings and can be run for any of 240 weather stations.
331 | 2 | CA | California Commercial End Use Survey (CEUS) | Compilation | CEC | Yes | 2002 | B |  | x | Non-Res |  | Compressed air |  | Air Compressors | 2,800 surveys conducted. About 500 with whole premise interval data. About 500 with enduse loggers. Some overlap between the interval data and the logger data. | 2800 | 2800 |  | Billing / Interval / Simulations | Usage | Mark Ciminelli |  | mciminel@energy.state.ca.us | Itron, Inc. | [5 empty] | Blank | [6 empty] | Small Office, Large Office, Restaurant, Retail, Food Store, Refrigerated Warehouse, Unrefrigerated Warehouse, School, College, Health, Lodging, Miscellaneous. |  |  |  |  | Yes | "Statewide", defined as the service territories of PG&E, SCE, SoCal Gas, SDG&E, SMUD. |  |  | Due to confidentiality restrictions, the CEC cannot make data available other than what is in the published reports. These data can be obtained from the respective utilities.
332 | 2 | CA | California Commercial End Use Survey (CEUS) | Compilation | CEC | Yes | 2002 | B |  | x | Non-Res |  | Food Service Equipment |  | Cooking | 2,800 surveys conducted. About 500 with whole premise interval data. About 500 with enduse loggers. Some overlap between the interval data and the logger data. | 2800 | 2800 |  | Billing / Interval / Simulations | Usage | Mark Ciminelli |  | mciminel@energy.state.ca.us | Itron, Inc. | [5 empty] | Blank | [6 empty] | Small Office, Large Office, Restaurant, Retail, Food Store, Refrigerated Warehouse, Unrefrigerated Warehouse, School, College, Health, Lodging, Miscellaneous. |  |  |  |  | Yes | "Statewide", defined as the service territories of PG&E, SCE, SoCal Gas, SDG&E, SMUD. |  |  | Due to confidentiality restrictions, the CEC cannot make data available other than what is in the published reports. These data can be obtained from the respective utilities.
333 | 5 | CA | LBL End-Use Disaggregation Algorithm (EDA) | Compilation | LBL | Yes |  | B |  | x | Non-Res |  | Food Service Equipment |  | cooking |  |  | Blank |  |  |  | Hashem Akbari |  | H_ Akbari@ LBL. gov | LBL | [5 empty] | Blank | [15 empty] | This algorithm uses premise load research data as an input and disaggregates it into enduses. Akbari, H., et al., 1993. "Measured Commercial Load Shapes and Energy-Use Intensities and Validation of the LBL End-Use Disaggregation Algorithm", LBL-21193, Ja
334 | 3 | CA | Commercial End-Use Load Research Sample | LRS | SDG&E | Yes | ongoing | B |  | x | Non-Res | Commercial | Food Service Equipment | Food Service | groc store bakery | About 150 | 150 | 150 | 51-150 | No load shapes estimated yet | Usage | Leslie Willoughby (SDG&E) |  | Lwilloughby@semprautilies.com | ADM (for meter installations only) |  |  |  |  | SAS | Blank | [11 empty] | Yes |  | Sample of "assigned" accounts (large customers that have an account exec assigned to them.) |  | Customers metered are all "assigned" accounts (large customers that have an account exec assigned to them.)
335 | 1 | CA | Residential end-use load research study | LRS | SCE | Yes | 1996 | B | x |  | Res |  | Food Service Equipment | Food Service | Microwave | 330 | 330 | 330 | 251-700 | End use metering / metered load shapes | Usage | Richard Pulliam (SCE) |  | Richard.Pulliam@sce.com | Quantum Consulting |  |  |  |  | Paper Hard Copy | Blank | [11 empty] | It is available | All Zones | All Residential |  | This study ended in 1997. Missing data estimated at about 5%.
336 | 1 | CA | Residential end-use load research study | LRS | PG&E | Yes | 2001 | A | x |  | Res |  | Food Service Equipment | Food Service | microwave ovens | Appliance-dependent. For example, central AC and clothes dryer each have over 400, but hot tub/sauna have 16 data points. | 400 | 400 | 251-700 | End use metering | Usage | Corina Jump |  | corina.jump@itron.com | Quantum Consulting |  |  |  |  | SAS | Blank | [11 empty] | No | service territory | residential sector only
337 | 1 | CA | Residential end-use load research study | LRS | SCE | Yes | 1996 | B | x |  | Res |  | Food Service Equipment | Food Service | Oven / Range | 330 | 330 | 330 | 251-700 | End use metering / metered load shapes | Usage | Richard Pulliam (SCE) |  | Richard.Pulliam@sce.com | Quantum Consulting |  |  |  |  | Paper Hard Copy | Blank | [11 empty] | It is available | All Zones | All Residential |  | This study ended in 1997. Missing data estimated at about 5%.
338 | 1 | CA | Residential end-use load research study | LRS | PG&E | Yes | 2001 | A | x |  | Res |  | Food Service Equipment | Food Service | ovens | Appliance-dependent. For example, central AC and clothes dryer each have over 400, but hot tub/sauna have 16 data points. | 400 | 400 | 251-700 | End use metering | Usage | Corina Jump |  | corina.jump@itron.com | Quantum Consulting |  |  |  |  | SAS | Blank | [11 empty] | No | service territory | residential sector only
339 | 1 | CA | Residential end-use load research study | LRS | PG&E | Yes | 2001 | A | x |  | Res |  | Food Service Equipment | Food Service | stoves | Appliance-dependent. For example, central AC and clothes dryer each have over 400, but hot tub/sauna have 16 data points. | 400 | 400 | 251-700 | End use metering | Usage | Corina Jump |  | corina.jump@itron.com | Quantum Consulting |  |  |  |  | SAS | Blank | [11 empty] | No | service territory | residential sector only
340 | 1 | CA | Residential end-use load research study | LRS | PG&E | Yes | 2001 | A | x |  | Res |  | Food Service Equipment | Food Service | stoves and ovens | Appliance-dependent. For example, central AC and clothes dryer each have over 400, but hot tub/sauna have 16 data points. | 400 | 400 | 251-700 | End use metering | Usage | Corina Jump |  | corina.jump@itron.com | Quantum Consulting |  |  |  |  | SAS | Blank | [11 empty] | No | service territory | residential sector only
341 | 5 | CA | Inventory of CEC Forecast Load Shapes - Residential | Compilation | CEC | Yes | n/a | B | x |  | Res |  | Food Service Equipment |  | Cooking |  |  | Blank | [6 empty] | CEC Demand Analysis Office and various other sources (see notes.) | [5 empty] | Blank | [15 empty] | The CEC is in the process of updating its 24 hour load shapes. The 24 hour load shapes currently in use come from three main efforts: (1) Load shapes estimated for the original Peak Model (since replaced by the HELM model), from a variety of sources, inc
342 | 5 | CA | Inventory of CEC Forecast Load Shapes - Commercial | Compilation | CEC | Yes | n/a | B |  | x | Non-Res | Commercial | Food Service Equipment |  | Cooking |  |  | Blank | [6 empty] | CEC Demand Analysis Office and various other sources (see notes.) | [5 empty] | Blank | [6 empty] | Small Office, Large Office, Retail, Restaurant, Food Store, Refrigerated Warehouse, Non-refrigerated Warehouse, School, College, Hospital, Hotel/Motel, Miscellaneous | [8 empty] | The CEC is in the process of updating its 24 hour load shapes. The 24 hour load shapes currently in use come from three main efforts: (1) Load shapes estimated for the original Peak Model (since replaced by the HELM model), from a variety of sources, inc
343 | 2 | CA | Load Shape Disaggregation | Compilation | SDG&E | Yes | 1995 | B |  | x | Non-Res |  | Food Service Equipment |  | cooking | 500 to 600 | 500 | 500 |  | Simulations based on whole bldg load and survey data and some end use data. | Usage | Leslie Willoughby (SDG&E) |  | Lwilloughby@semprautilies.com | RER | [5 empty] | Blank | [11 empty] | Yes |  |  |  | Market end use report - last one in 1995. May update soon.
344 | 2 | CA | PG&E CEUS 1997 | Compilation | PG&E | Yes | 1994 | B |  | x | Non-Res |  | Food Service Equipment |  | cooking (G&E) | 2000 | 2000 | 2000 |  | Simulations, calibrated to bills and/or to 8760 load data | Usage | Leslie MacDonald |  | slm5@pge.com | Itron |  |  |  |  | SAS | Blank | [6 empty] | offices, restaurants, retail groceries, refrigerated warehouses, schools (K-12) colleges, hospitals, lodging, transportation & utilities, other commercial |  |  |  |  | Utility weather data --half-hour observations going back to 1980's | Utility defined climate zone (?) | applies to all within a sector |  | This dataset was used to generate load shapes provided to E3 in 2004. PG&E does not recommend it be used to refine E3's model. Further, these data are over 10 years old, and may no longer be representative of the current appliance mix in PG&E's service
345 | 5 | CA | eShapes - Residential | Compilation | Itron | Yes | n/a | B | x |  | Res |  | Food Service Equipment |  | Electric Cooking | n/a |  | Blank |  | Prototype buildings, doe-2 for weather sensitive loads, calibrated to several enduse studies. Hot water and lighting based on proprietary algorithms. | Usage | David Hannah / Kris Miller |  | Dave.Hanna@itron.com | Itron |  |  |  |  | Excel, MS Access | Blank | [6 empty] | RESIDENTIAL - Single-Family, Multi-Family |  |  |  |  | Normal weather: http://doe2.com/Download/Weather/TMY2/ | CA 4480 Los Angeles-Long Beach, CA,CA 5775 Oakland, CA,CA 5945 Orange County, CA,CA 6780 Riverside-San Bernardino, CA,CA 6920 Sacramento, CA,CA 7320 San Diego, CA,CA 7360 San Francisco, CA,CA 7400 San Jose, CA,CA 9906 Non-MSA, CA, |  |  | Itron's eShapes are based on prototype buildings and can be run for any of 240 weather stations.
346 | 5 | CA | eShapes - Commercial | Compilation | Itron | Yes | n/a | B |  | x | Non-Res | Commercial | Food Service Equipment |  | Electric Cooking | n/a |  | Blank |  | Prototype buildings, doe-2 for weather sensitive loads, calibrated to several enduse studies. Hot water and lighting based on proprietary algorithms. | Usage | David Hannah / Kris Miller |  | Dave.Hanna@itron.com | Itron |  |  |  |  | Excel, MS Access | Blank | [6 empty] | COMMERCIAL - Office (Sml, Med, Lge), Retail (Sml, Lge), Restaurant (1, 2, 3-meals), Fast Food (1, 2, 3-meals), Grocery, Convenience, Warehouse (Refrig, Non-Refrigerated), School, College, Hospital, Nursing Home, Hotel, Motel, Religious Worship, Pulbic Ass |  |  |  |  | Normal weather: http://doe2.com/Download/Weather/TMY2/ | CA Daggett, HDD 1918.5 CDD 3004.5,CA Fresno, CA HDD 2418 CDD 1963.5,CA Long Beach, CA HDD 1197.5 CDD 1151,CA Los Angeles, CA HDD 1244 CDD 649,CA Redding, CA HDD 2657 CDD 1787,CA Sacramento, CA HDD 2640.5 CDD 1210.5,CA San Diego, CA HDD 1025 CDD 840.5,CA S |  |  | Itron's eShapes are based on prototype buildings and can be run for any of 240 weather stations.
349 | 2 | CA | PG&E CEUS 1997 | Compilation | PG&E | Yes | 1994 | B |  | x | Non-Res |  | HVAC |  | space conditioning (G&E) | 2000 | 2000 | 2000 |  | Simulations, calibrated to bills and/or to 8760 load data | Usage | Leslie MacDonald |  | slm5@pge.com | Itron |  |  |  |  | SAS | Blank | [6 empty] | offices, restaurants, retail groceries, refrigerated warehouses, schools (K-12) colleges, hospitals, lodging, transportation & utilities, other commercial |  |  |  |  | Utility weather data --half-hour observations going back to 1980's | Utility defined climate zone (?) | applies to all within a sector |  | This dataset was used to generate load shapes provided to E3 in 2004. PG&E does not recommend it be used to refine E3's model. Further, these data are over 10 years old, and may no longer be representative of the current appliance mix in PG&E's service
350 | 1 | CA | 2004-05 Savings By Design EM&V- PG&E Procurement Add-on Study | Evaluation - Multiyear | PG&E | Yes | 2007 | B |  | x | Non-Res | Commercial & industrial | HVAC | HVAC | HVAC | 40 to 45 | 42 | 42 | 0-50 | DOE2.1e | Usage |  |  |  | RLW Analytics |  |  |  |  | SAS/Access | Blank | [6 empty] | CEC building types and industrial process |  |  |  |  | Utility actual year weather | PG&E CEC Zones: 2,3,4,5,12,13,9,10,7,6,8 | Savings By Design, CEC building types and various industrial processes |  | project is not done, will be complete spring 07
351 | 3 | CA | Small Commercial End-Use Load Research Study | LRS | SCE | Yes | 1996 | B |  | x | Non-Res |  | HVAC | HVAC | HVAC | 154 | 154 | 154 | 151-250 | End use metering / metered load shapes | Usage | Richard Pulliam (SCE) |  | Richard.Pulliam@sce.com | ADM Associates |  |  |  |  | Paper Hard Copy | Blank | [11 empty] | It is available | All Zones | small commercial |  | This study ended in 1997. Missing data estimated at about 5%.
352 | 1 | CA | Residential end-use load research study | LRS | PG&E | Yes | 2001 | A | x |  | Res |  | HVAC - Cooling | HVAC | central a/c | Appliance-dependent. For example, central AC and clothes dryer each have over 400, but hot tub/sauna have 16 data points. | 400 | 400 | 251-700 | End use metering | Usage | Corina Jump |  | corina.jump@itron.com | Quantum Consulting |  |  |  |  | SAS | Blank | [11 empty] | No | service territory | residential sector only
353 | 2 | CA | California Commercial End Use Survey (CEUS) | Compilation | CEC | Yes | 2002 | B |  | x | Non-Res |  | HVAC - Cooling |  | Cooling | 2,800 surveys conducted. About 500 with whole premise interval data. About 500 with enduse loggers. Some overlap between the interval data and the logger data. | 2800 | 2800 |  | Billing / Interval / Simulations | Usage | Mark Ciminelli |  | mciminel@energy.state.ca.us | Itron, Inc. | [5 empty] | Blank | [6 empty] | Small Office, Large Office, Restaurant, Retail, Food Store, Refrigerated Warehouse, Unrefrigerated Warehouse, School, College, Health, Lodging, Miscellaneous. |  |  |  |  | Yes | "Statewide", defined as the service territories of PG&E, SCE, SoCal Gas, SDG&E, SMUD. |  |  | Due to confidentiality restrictions, the CEC cannot make data available other than what is in the published reports. These data can be obtained from the respective utilities.
354 | 5 | CA | Inventory of CEC Forecast Load Shapes - Commercial | Compilation | CEC | Yes | n/a | B |  | x | Non-Res | Commercial | HVAC - Cooling |  | Cooling |  |  | Blank | [6 empty] | CEC Demand Analysis Office and various other sources (see notes.) | [5 empty] | Blank | [6 empty] | Small Office, Large Office, Retail, Restaurant, Food Store, Refrigerated Warehouse, Non-refrigerated Warehouse, School, College, Hospital, Hotel/Motel, Miscellaneous | [8 empty] | The CEC is in the process of updating its 24 hour load shapes. The 24 hour load shapes currently in use come from three main efforts: (1) Load shapes estimated for the original Peak Model (since replaced by the HELM model), from a variety of sources, inc
355 | 2 | CA | Load Shape Disaggregation | Compilation | SDG&E | Yes | 1995 | B |  | x | Non-Res |  | HVAC - Cooling |  | cooling | 500 to 600 | 500 | 500 |  | Simulations based on whole bldg load and survey data and some end use data. | Usage | Leslie Willoughby (SDG&E) |  | Lwilloughby@semprautilies.com | RER | [5 empty] | Blank | [11 empty] | Yes |  |  |  | Market end use report - last one in 1995. May update soon.
356 | 1 | CA | Residential end-use load research study | LRS | SCE | Yes | 1996 | B | x |  | Res |  | HVAC - Cooling | HVAC | Evap Cooler | 330 | 330 | 330 | 251-700 | End use metering / metered load shapes | Usage | Richard Pulliam (SCE) |  | Richard.Pulliam@sce.com | Quantum Consulting |  |  |  |  | Paper Hard Copy | Blank | [11 empty] | It is available | All Zones | All Residential |  | This study ended in 1997. Missing data estimated at about 5%.
357 | 5 | CA | Inventory of CEC Forecast Load Shapes - Residential | Compilation | CEC | Yes | n/a | B | x |  | Res |  | HVAC - Cooling |  | Multi-family Central AC |  |  | Blank | [6 empty] | CEC Demand Analysis Office and various other sources (see notes.) | [5 empty] | Blank | [15 empty] | The CEC is in the process of updating its 24 hour load shapes. The 24 hour load shapes currently in use come from three main efforts: (1) Load shapes estimated for the original Peak Model (since replaced by the HELM model), from a variety of sources, inc
358 | 3 | CA | Commercial End-Use Load Research Sample | LRS | SDG&E | Yes | ongoing | B |  | x | Non-Res | Commercial | HVAC - Cooling | HVAC | Thermal storage | About 150 | 150 | 150 | 51-150 | No load shapes estimated yet | Usage | Leslie Willoughby (SDG&E) |  | Lwilloughby@semprautilies.com | ADM (for meter installations only) |  |  |  |  | SAS | Blank | [11 empty] | Yes |  | Sample of "assigned" accounts (large customers that have an account exec assigned to them.) |  | Customers metered are all "assigned" accounts (large customers that have an account exec assigned to them.)
359 | 5 | CA | Demand Response, Spinning Reserve Demonstration | Evaluation | SCE/LBNL-CERTS | Yes | 2006 | C |  | x | Non-Res | Residential, comm, industrial | HVAC - Cooling | HVAC | CAC | 2005 prelim work: 200 participating customers, 5 had spot meters. 2006: sample sizes will be very different but don't know size yet. | 5 | 5 | 0-50 | Metered Load Shapes | Usage | Joe Eto (LBL-CERTS) / Clark Bernier (RLW) |  |  | RLW Analytics | [5 empty] | Blank | [15 empty] | There is nothing published about this project yet.
360 | 1 | CA | California Residential Appliance Saturation Survey (RASS) | LRS | CEC | Yes | 2003 | B | x |  | Res |  | HVAC - Cooling | HVAC | Cooling | Between 184 and 195 sites | 190 | 190 | 151-250 | Unweighted average | Usage | Glen Sharp (CEC) / Wendy Tobiasson (KEMA) |  | gsharp@energy.state.ca.us | KEMA | [5 empty] | Blank | [11 empty] | Yes | "Statewide", defined as the service territories of Pacific Gas and Electric (PG&E), Southern California Edison (SCE), Southern California Gas Company (SoCalGas), Los Angeles Department of Water and Power (LADWP), and San Diego Gas & Electric (SDG&E). |  |  | Metering was performed in 4 phases. For phase 1, data was collected hourly. For the other phases, data was collected at 15-min intervals. There are some problems with logger tracking and sites that stayed at 1 hr intervals when they were supposed to co
361 | 5 | CA | eShapes - Industrial | Compilation | Itron | Yes | n/a | B |  | x | Non-Res | Industrial | HVAC - Cooling |  | Cooling/Ventilation | n/a |  | Blank |  | Prototype buildings, doe-2 for weather sensitive loads, calibrated to several enduse studies. Hot water and lighting based on proprietary algorithms. | Usage | David Hannah / Kris Miller |  | Dave.Hanna@itron.com | Itron | [5 empty] | Blank | [6 empty] | INDUSTRIAL - Food & Kindred Products, Tobacco Products, Textile Mill Products, Apparel & Other Textile Products, Lumber & Wood Products, Furnitures & Fixtures, Paper & Allied Products, Printing & Publishing, Chemicals & Allied Products, Petroleum & Coal P |  |  |  |  | Normal weather: http://doe2.com/Download/Weather/TMY2/ |  |  |  | Itron's eShapes are based on prototype buildings and can be run for any of 240 weather stations.
364 | 5 | CA | Residential End-Use Metered Data to Improve Forecasts | LRS | PG&E / CEC | Yes | 1993 | D | x |  | Res |  | HVAC - Cooling | HVAC | Space Cooling | ~300 | 300 | 300 | 251-700 | End use metering | Usage | Leslie MacDonald |  | slm5@pge.com | LBL |  |  |  |  | SAS | Blank | [11 empty] | Utility weather data --half-hour observations going back to 1980's | Utility defined climate zone (?) | residential sector only |  | A LBL study by Joe Eto et.al. for PG&E and the CEC. Utilized PG&E's residential enduse data, mostly with a focus on improving forecasts of space cooling usage and load shapes. http://eetd.lbl.gov/EA/EMS/reports/34431.html
365 | 5 | CA | Inventory of CEC Forecast Load Shapes - Residential | Compilation | CEC | Yes | n/a | D | x |  | Res |  | HVAC - Cooling |  | Multi-family Room AC |  |  | Blank | [6 empty] | CEC Demand Analysis Office and various other sources (see notes.) | [5 empty] | Blank | [15 empty] | The CEC is in the process of updating its 24 hour load shapes. The 24 hour load shapes currently in use come from three main efforts: (1) Load shapes estimated for the original Peak Model (since replaced by the HELM model), from a variety of sources, inc
366 | 1 | CA | Residential end-use load research study | LRS | PG&E | Yes | 2001 | A | x |  | Res |  | HVAC - Cooling | HVAC | room a/c | Appliance-dependent. For example, central AC and clothes dryer each have over 400, but hot tub/sauna have 16 data points. | 400 | 400 | 251-700 | End use metering | Usage | Corina Jump |  | corina.jump@itron.com | Quantum Consulting |  |  |  |  | SAS | Blank | [11 empty] | No | service territory | residential sector only
367 | 1 | CA | Residential end-use load research study | LRS | SCE | Yes | 1996 | B | x |  | Res |  | HVAC - Cooling | HVAC | Room A/C | 330 | 330 | 330 | 251-700 | End use metering / metered load shapes | Usage | Richard Pulliam (SCE) |  | Richard.Pulliam@sce.com | Quantum Consulting |  |  |  |  | Paper Hard Copy | Blank | [11 empty] | It is available | All Zones | All Residential |  | This study ended in 1997. Missing data estimated at about 5%.
368 | 5 | CA | Inventory of CEC Forecast Load Shapes - Residential | Compilation | CEC | Yes | n/a | D | x |  | Res |  | HVAC - Cooling |  | Single Family Central AC |  |  | Blank | [6 empty] | CEC Demand Analysis Office and various other sources (see notes.) | [5 empty] | Blank | [15 empty] | The CEC is in the process of updating its 24 hour load shapes. The 24 hour load shapes currently in use come from three main efforts: (1) Load shapes estimated for the original Peak Model (since replaced by the HELM model), from a variety of sources, inc
369 | 5 | CA | Inventory of CEC Forecast Load Shapes - Residential | Compilation | CEC | Yes | n/a | D | x |  | Res |  | HVAC - Cooling |  | Single Family Room AC |  |  | Blank | [6 empty] | CEC Demand Analysis Office and various other sources (see notes.) | [5 empty] | Blank | [15 empty] | The CEC is in the process of updating its 24 hour load shapes. The 24 hour load shapes currently in use come from three main efforts: (1) Load shapes estimated for the original Peak Model (since replaced by the HELM model), from a variety of sources, inc
370 | 1 | CA | 2004-05 Energy Star Homes EM&V | Evaluation - Multiyear | PG&E | Yes | 2005 | D | x |  | Res |  | HVAC - Cooling | HVAC | Air Conditioning | 100 Single-Fam homes, 25 multi-family complexes | 125 | 125 | 51-150 | Metered Load Shapes | Usage |  |  |  | RLW Analytics |  |  |  |  | SAS/Access | Blank | [6 empty] | Single family and Multi family |  |  |  |  | NOAA | Statewide. CEC Zones: 2,3,4,5,6,7,8,9,10,11,12,13,14,15 | energy star new homes |  | Intervals are 20 minute AC, event data for heating (on/off), 1.5 minute data DHW
371 | 2 | CA | Air Conditioner Cylcing Summer Discount Program | Evaluation | SCE | Yes | 2006 | D | x |  | Res |  | HVAC - Cooling | HVAC | Air Conditioning | 152 | 152 | 152 | 151-250 | Metered Load Shapes | Usage | Edward Lovelace (SCE) / John Cavalli (Itron) |  | john.cavalli@itron.com | Quantum Consulting | [5 empty] | Blank
372 | 1 | CA | 2002-03 Smart Thermostat Impact Evaluation | Evaluation | SCE | Yes | 2004 | C | x |  | Res | Commercial | HVAC - Cooling | HVAC | CAC | 55 sites, 100 air conditioners | 55 | 100 | 51-150 | Metered Load Shapes | Usage | Mark Martinez (SCE) / Stacia Okura (RLW) |  | mark.s.martinez@sce.com | RLW Analytics | [5 empty] | Blank | [11 empty] | Hourly measurements from several SCE-area weather stations. | CEC climate zones 6, 8, 9, 10, 15 | Sml commercial customers that are smart thermostat participants |  | Pre-measure load data taken from another program.
373 | 2 | CA | Residential Air Conditioner Metering Project | LRS | SDG&E | Yes | ongoing | B | x |  | Res |  | HVAC - Cooling | HVAC | CAC | 200 in 1991, about 160 remaining | 200 | 200 | 151-250 | Metered load shapes | Usage | Leslie Willoughby (SDG&E) |  | Lwilloughby@semprautilies.com | None |  |  |  |  | SAS | Blank | [6 empty] | Single-family residential |  |  |  |  | Yes | SDG&E Climate zones except Maritime | High efficiency participants selected from rebate program participants. |  | Originally it had two groups: standard Vs high efficiency. What was high eff in 1991 is standard or lower today. Do not know which air conditioners are original and which have been replaced.
374 | 1 | CA | In installation phase: Residential and Small Commercial CAC | LRS | SDG&E | Yes | 2006 | C | x | x | Both | Residential and commercial | HVAC - Cooling | HVAC | CAC | 400 (for both Res and Sml Commercial) | 400 | 400 | 251-700 | No load shapes estimated yet | Usage | Leslie Willoughby (SDG&E) |  | Lwilloughby@semprautilies.com | None | [5 empty] | Blank | [11 empty] | Yes |  |  |  | Installations currently on hold.
375 | 2 | CA | Smart Thermostat for Residential CAC | Evaluation | SDG&E | Yes | ongoing | C | x |  | Res |  | HVAC - Cooling | HVAC | CAC | 100 (at the beginning of project), 60 currently | 100 | 100 | 51-150 | No load shapes estimated yet | Usage | Leslie Willoughby (SDG&E) / Ken Agnew (KEMA) |  | Lwilloughby@semprautilies.com | None |  |  |  |  | SAS | Blank | [11 empty] | Yes |  |  |  | There is load data that could be used to obtain a load shape, but so far, none have been estimated. Per Ken Agnew, CAC sample down to about 60 sites.
376 | 2 | CA | Statewide Investor Owned Utility Ceiling Fan Study | Evaluation | SDG&E | Yes | 2001 | C | x |  | Res |  | HVAC - Cooling | HVAC | Ceiling fan | ~50 (about 20% missing values) | 50 | 50 | 0-50 | Metered Load Shapes | Usage | Rob Rubin (SDG&E) / Matt Brost (RLW) |  |  | RLW Analytics |  |  |  |  | Access | Blank | [6 empty] | all existing residential, not including master metered MF |  |  |  |  | No | Statewide | homes with ceiling fans
377 | 1 | CA | Residential end-use load research study | LRS | SCE | Yes | 1996 | B | x |  | Res |  | HVAC - Cooling | HVAC | Central A/C | 330 | 330 | 330 | 251-700 | End use metering / metered load shapes | Usage | Richard Pulliam (SCE) |  | Richard.Pulliam@sce.com | Quantum Consulting |  |  |  |  | Paper Hard Copy | Blank | [11 empty] | It is available | All Zones | All Residential |  | This study ended in 1997. Missing data estimated at about 5%.
378 | 3 | CA | Commercial End-Use Load Research Sample | LRS | SDG&E | Yes | ongoing | C |  | x | Non-Res | Commercial | HVAC - Cooling | HVAC | Chillers | About 150 | 150 | 150 | 51-150 | No load shapes estimated yet | Usage | Leslie Willoughby (SDG&E) |  | Lwilloughby@semprautilies.com | ADM (for meter installations only) |  |  |  |  | SAS | Blank | [11 empty] | Yes |  | Sample of "assigned" accounts (large customers that have an account exec assigned to them.) |  | Customers metered are all "assigned" accounts (large customers that have an account exec assigned to them.)
379 | 5 | CA | eShapes - Residential | Compilation | Itron | Yes | n/a | C | x |  | Res |  | HVAC - Cooling |  | Electric Space Cooling | n/a |  | Blank |  | Prototype buildings, doe-2 for weather sensitive loads, calibrated to several enduse studies. Hot water and lighting based on proprietary algorithms. | Usage | David Hannah / Kris Miller |  | Dave.Hanna@itron.com | Itron |  |  |  |  | Excel, MS Access | Blank | [6 empty] | RESIDENTIAL - Single-Family, Multi-Family |  |  |  |  | Normal weather: http://doe2.com/Download/Weather/TMY2/ | CA 4480 Los Angeles-Long Beach, CA,CA 5775 Oakland, CA,CA 5945 Orange County, CA,CA 6780 Riverside-San Bernardino, CA,CA 6920 Sacramento, CA,CA 7320 San Diego, CA,CA 7360 San Francisco, CA,CA 7400 San Jose, CA,CA 9906 Non-MSA, CA, |  |  | Itron's eShapes are based on prototype buildings and can be run for any of 240 weather stations.
380 | 5 | CA | eShapes - Commercial | Compilation | Itron | Yes | n/a | C |  | x | Non-Res | Commercial | HVAC - Cooling |  | Electric Space Cooling | n/a |  | Blank |  | Prototype buildings, doe-2 for weather sensitive loads, calibrated to several enduse studies. Hot water and lighting based on proprietary algorithms. | Usage | David Hannah / Kris Miller |  | Dave.Hanna@itron.com | Itron |  |  |  |  | Excel, MS Access | Blank | [6 empty] | COMMERCIAL - Office (Sml, Med, Lge), Retail (Sml, Lge), Restaurant (1, 2, 3-meals), Fast Food (1, 2, 3-meals), Grocery, Convenience, Warehouse (Refrig, Non-Refrigerated), School, College, Hospital, Nursing Home, Hotel, Motel, Religious Worship, Pulbic Ass |  |  |  |  | Normal weather: http://doe2.com/Download/Weather/TMY2/ | CA Daggett, HDD 1918.5 CDD 3004.5,CA Fresno, CA HDD 2418 CDD 1963.5,CA Long Beach, CA HDD 1197.5 CDD 1151,CA Los Angeles, CA HDD 1244 CDD 649,CA Redding, CA HDD 2657 CDD 1787,CA Sacramento, CA HDD 2640.5 CDD 1210.5,CA San Diego, CA HDD 1025 CDD 840.5,CA S |  |  | Itron's eShapes are based on prototype buildings and can be run for any of 240 weather stations.
382 | 5 | CA | LBL End-Use Disaggregation Algorithm (EDA) | Compilation | LBL | Yes | 0 | C |  | x | Non-Res |  | HVAC - Cooling |  | space cooling |  |  | Blank |  |  |  | Hashem Akbari |  | H_ Akbari@ LBL. gov | LBL | [5 empty] | Blank | [15 empty] | This algorithm uses premise load research data as an input and disaggregates it into enduses. Akbari, H., et al., 1993. "Measured Commercial Load Shapes and Energy-Use Intensities and Validation of the LBL End-Use Disaggregation Algorithm", LBL-21193, Ja
383 | 5 | CA | LBL End-Use Disaggregation Algorithm (EDA) | Compilation | LBL | Yes | 0 | C |  | x | Non-Res |  | HVAC - Fan Energy |  | fans/pumps |  |  | Blank |  |  |  | Hashem Akbari |  | H_ Akbari@ LBL. gov | LBL | [5 empty] | Blank | [15 empty] | This algorithm uses premise load research data as an input and disaggregates it into enduses. Akbari, H., et al., 1993. "Measured Commercial Load Shapes and Energy-Use Intensities and Validation of the LBL End-Use Disaggregation Algorithm", LBL-21193, Ja
384 | 5 | CA | Inventory of CEC Forecast Load Shapes - Commercial | Compilation | CEC | Yes | n/a | C |  | x | Non-Res | Commercial | HVAC - Heating |  | Heating |  |  | Blank | [6 empty] | CEC Demand Analysis Office and various other sources (see notes.) | [5 empty] | Blank | [6 empty] | Small Office, Large Office, Retail, Restaurant, Food Store, Refrigerated Warehouse, Non-refrigerated Warehouse, School, College, Hospital, Hotel/Motel, Miscellaneous | [8 empty] | The CEC is in the process of updating its 24 hour load shapes. The 24 hour load shapes currently in use come from three main efforts: (1) Load shapes estimated for the original Peak Model (since replaced by the HELM model), from a variety of sources, inc
385 | 2 | CA | Load Shape Disaggregation | Compilation | SDG&E | Yes | 1995 | C |  | x | Non-Res |  | HVAC - Heating |  | heating | 500 to 600 | 500 | 500 |  | Simulations based on whole bldg load and survey data and some end use data. | Usage | Leslie Willoughby (SDG&E) |  | Lwilloughby@semprautilies.com | RER | [5 empty] | Blank | [11 empty] | Yes |  |  |  | Market end use report - last one in 1995. May update soon.
387 | 2 | CA | 2004-05 Energy Star Homes EM&V | Evaluation - Multiyear | PG&E | Yes | 2005 | C | x |  | Res |  | HVAC - Heating | HVAC | Heating | 100 Single-Fam homes, 25 multi-family complexes | 125 | 125 | 51-150 | Metered Load Shapes | Usage |  |  |  | RLW Analytics |  |  |  |  | SAS/Access | Blank | [6 empty] | Single family and Multi family |  |  |  |  | NOAA | Statewide. CEC Zones: 2,3,4,5,6,7,8,9,10,11,12,13,14,15 | energy star new homes |  | Intervals are 20 minute AC, event data for heating (on/off), 1.5 minute data DHW
389 | 1 | CA | Residential end-use load research study | LRS | SCE | Yes | 1996 | B | x |  | Res |  | HVAC - Heating | HVAC | Furnace Fan | 330 | 330 | 330 | 251-700 | End use metering / metered load shapes | Usage | Richard Pulliam (SCE) |  | Richard.Pulliam@sce.com | Quantum Consulting |  |  |  |  | Paper Hard Copy | Blank | [11 empty] | It is available | All Zones | All Residential |  | This study ended in 1997. Missing data estimated at about 5%.
390 | 5 | CA | Inventory of CEC Forecast Load Shapes - Residential | Compilation | CEC | Yes | n/a | C | x |  | Res |  | HVAC - Heating |  | Multi-family Heating |  |  | Blank | [6 empty] | CEC Demand Analysis Office and various other sources (see notes.) | [5 empty] | Blank | [15 empty] | The CEC is in the process of updating its 24 hour load shapes. The 24 hour load shapes currently in use come from three main efforts: (1) Load shapes estimated for the original Peak Model (since replaced by the HELM model), from a variety of sources, inc
391 | 5 | CA | Inventory of CEC Forecast Load Shapes - Residential | Compilation | CEC | Yes | n/a | C | x |  | Res |  | HVAC - Heating |  | Single Family Heating |  |  | Blank | [6 empty] | CEC Demand Analysis Office and various other sources (see notes.) | [5 empty] | Blank | [15 empty] | The CEC is in the process of updating its 24 hour load shapes. The 24 hour load shapes currently in use come from three main efforts: (1) Load shapes estimated for the original Peak Model (since replaced by the HELM model), from a variety of sources, inc
392 | 5 | CA | eShapes - Commercial | Compilation | Itron | Yes | n/a | C |  | x | Non-Res | Commercial | HVAC - Heating |  | Electric Space Heating | n/a |  | Blank |  | Prototype buildings, doe-2 for weather sensitive loads, calibrated to several enduse studies. Hot water and lighting based on proprietary algorithms. | Usage | David Hannah / Kris Miller |  | Dave.Hanna@itron.com | Itron |  |  |  |  | Excel, MS Access | Blank | [6 empty] | COMMERCIAL - Office (Sml, Med, Lge), Retail (Sml, Lge), Restaurant (1, 2, 3-meals), Fast Food (1, 2, 3-meals), Grocery, Convenience, Warehouse (Refrig, Non-Refrigerated), School, College, Hospital, Nursing Home, Hotel, Motel, Religious Worship, Pulbic Ass |  |  |  |  | Normal weather: http://doe2.com/Download/Weather/TMY2/ | CA Daggett, HDD 1918.5 CDD 3004.5,CA Fresno, CA HDD 2418 CDD 1963.5,CA Long Beach, CA HDD 1197.5 CDD 1151,CA Los Angeles, CA HDD 1244 CDD 649,CA Redding, CA HDD 2657 CDD 1787,CA Sacramento, CA HDD 2640.5 CDD 1210.5,CA San Diego, CA HDD 1025 CDD 840.5,CA S |  |  | Itron's eShapes are based on prototype buildings and can be run for any of 240 weather stations.
393 | 5 | CA | eShapes - Residential | Compilation | Itron | Yes | n/a | C | x |  | Res |  | HVAC - Heating |  | Electric Space Heating/Fans | n/a |  | Blank |  | Prototype buildings, doe-2 for weather sensitive loads, calibrated to several enduse studies. Hot water and lighting based on proprietary algorithms. | Usage | David Hannah / Kris Miller |  | Dave.Hanna@itron.com | Itron |  |  |  |  | Excel, MS Access | Blank | [6 empty] | RESIDENTIAL - Single-Family, Multi-Family |  |  |  |  | Normal weather: http://doe2.com/Download/Weather/TMY2/ | CA 4480 Los Angeles-Long Beach, CA,CA 5775 Oakland, CA,CA 5945 Orange County, CA,CA 6780 Riverside-San Bernardino, CA,CA 6920 Sacramento, CA,CA 7320 San Diego, CA,CA 7360 San Francisco, CA,CA 7400 San Jose, CA,CA 9906 Non-MSA, CA, |  |  | Itron's eShapes are based on prototype buildings and can be run for any of 240 weather stations.
395 | 2 | CA | California Commercial End Use Survey (CEUS) | Compilation | CEC | Yes | 2002 | C |  | x | Non-Res |  | HVAC - Heating |  | Heating | 2,800 surveys conducted. About 500 with whole premise interval data. About 500 with enduse loggers. Some overlap between the interval data and the logger data. | 2800 | 2800 |  | Billing / Interval / Simulations | Usage | Mark Ciminelli |  | mciminel@energy.state.ca.us | Itron, Inc. | [5 empty] | Blank | [6 empty] | Small Office, Large Office, Restaurant, Retail, Food Store, Refrigerated Warehouse, Unrefrigerated Warehouse, School, College, Health, Lodging, Miscellaneous. |  |  |  |  | Yes | "Statewide", defined as the service territories of PG&E, SCE, SoCal Gas, SDG&E, SMUD. |  |  | Due to confidentiality restrictions, the CEC cannot make data available other than what is in the published reports. These data can be obtained from the respective utilities.
396 | 5 | CA | eShapes - Industrial | Compilation | Itron | Yes | n/a | C |  | x | Non-Res | Industrial | HVAC - Heating |  | Space Heating | n/a |  | Blank |  | Prototype buildings, doe-2 for weather sensitive loads, calibrated to several enduse studies. Hot water and lighting based on proprietary algorithms. | Usage | David Hannah / Kris Miller |  | Dave.Hanna@itron.com | Itron | [5 empty] | Blank | [6 empty] | INDUSTRIAL - Food & Kindred Products, Tobacco Products, Textile Mill Products, Apparel & Other Textile Products, Lumber & Wood Products, Furnitures & Fixtures, Paper & Allied Products, Printing & Publishing, Chemicals & Allied Products, Petroleum & Coal P |  |  |  |  | Normal weather: http://doe2.com/Download/Weather/TMY2/ |  |  |  | Itron's eShapes are based on prototype buildings and can be run for any of 240 weather stations.
397 | 2 | CA | Load Shape Disaggregation | Compilation | SDG&E | Yes | 1995 | C |  | x | Non-Res |  | HVAC - Ventilation |  | vent and fans | 500 to 600 | 500 | 500 |  | Simulations based on whole bldg load and survey data and some end use data. | Usage | Leslie Willoughby (SDG&E) |  | Lwilloughby@semprautilies.com | RER | [5 empty] | Blank | [11 empty] | Yes |  |  |  | Market end use report - last one in 1995. May update soon.
398 | 2 | CA | California Commercial End Use Survey (CEUS) | Compilation | CEC | Yes | 2002 | C |  | x | Non-Res |  | HVAC - Ventilation |  | Ventilation | 2,800 surveys conducted. About 500 with whole premise interval data. About 500 with enduse loggers. Some overlap between the interval data and the logger data. | 2800 | 2800 |  | Billing / Interval / Simulations | Usage | Mark Ciminelli |  | mciminel@energy.state.ca.us | Itron, Inc. | [5 empty] | Blank | [6 empty] | Small Office, Large Office, Restaurant, Retail, Food Store, Refrigerated Warehouse, Unrefrigerated Warehouse, School, College, Health, Lodging, Miscellaneous. |  |  |  |  | Yes | "Statewide", defined as the service territories of PG&E, SCE, SoCal Gas, SDG&E, SMUD. |  |  | Due to confidentiality restrictions, the CEC cannot make data available other than what is in the published reports. These data can be obtained from the respective utilities.
399 | 5 | CA | Inventory of CEC Forecast Load Shapes - Commercial | Compilation | CEC | Yes | n/a | C |  | x | Non-Res | Commercial | HVAC - Ventilation |  | Ventilation |  |  | Blank | [6 empty] | CEC Demand Analysis Office and various other sources (see notes.) | [5 empty] | Blank | [6 empty] | Small Office, Large Office, Retail, Restaurant, Food Store, Refrigerated Warehouse, Non-refrigerated Warehouse, School, College, Hospital, Hotel/Motel, Miscellaneous | [8 empty] | The CEC is in the process of updating its 24 hour load shapes. The 24 hour load shapes currently in use come from three main efforts: (1) Load shapes estimated for the original Peak Model (since replaced by the HELM model), from a variety of sources, inc
400 | 3 | CA | Commercial End-Use Load Research Sample | LRS | SDG&E | Yes | ongoing | C |  | x | Non-Res | Commercial | HVAC - Ventilation | HVAC | ventilation | About 150 | 150 | 150 | 51-150 | No load shapes estimated yet | Usage | Leslie Willoughby (SDG&E) |  | Lwilloughby@semprautilies.com | ADM (for meter installations only) |  |  |  |  | SAS | Blank | [11 empty] | Yes |  | Sample of "assigned" accounts (large customers that have an account exec assigned to them.) |  | Customers metered are all "assigned" accounts (large customers that have an account exec assigned to them.)
401 | 5 | CA | eShapes - Commercial | Compilation | Itron | Yes | n/a | C |  | x | Non-Res | Commercial | HVAC - Ventilation |  | Ventilation | n/a |  | Blank |  | Prototype buildings, doe-2 for weather sensitive loads, calibrated to several enduse studies. Hot water and lighting based on proprietary algorithms. | Usage | David Hannah / Kris Miller |  | Dave.Hanna@itron.com | Itron |  |  |  |  | Excel, MS Access | Blank | [6 empty] | COMMERCIAL - Office (Sml, Med, Lge), Retail (Sml, Lge), Restaurant (1, 2, 3-meals), Fast Food (1, 2, 3-meals), Grocery, Convenience, Warehouse (Refrig, Non-Refrigerated), School, College, Hospital, Nursing Home, Hotel, Motel, Religious Worship, Pulbic Ass |  |  |  |  | Normal weather: http://doe2.com/Download/Weather/TMY2/ | CA Daggett, HDD 1918.5 CDD 3004.5,CA Fresno, CA HDD 2418 CDD 1963.5,CA Long Beach, CA HDD 1197.5 CDD 1151,CA Los Angeles, CA HDD 1244 CDD 649,CA Redding, CA HDD 2657 CDD 1787,CA Sacramento, CA HDD 2640.5 CDD 1210.5,CA San Diego, CA HDD 1025 CDD 840.5,CA S |  |  | Itron's eShapes are based on prototype buildings and can be run for any of 240 weather stations.
403 | 5 | CA | eShapes - Industrial | Compilation | Itron | Yes | n/a | C |  | x | Non-Res | Industrial | Industrial - Process |  | Direct-Fired Boiler | n/a |  | Blank |  | Prototype buildings, doe-2 for weather sensitive loads, calibrated to several enduse studies. Hot water and lighting based on proprietary algorithms. | Usage | David Hannah / Kris Miller |  | Dave.Hanna@itron.com | Itron | [5 empty] | Blank | [6 empty] | INDUSTRIAL - Food & Kindred Products, Tobacco Products, Textile Mill Products, Apparel & Other Textile Products, Lumber & Wood Products, Furnitures & Fixtures, Paper & Allied Products, Printing & Publishing, Chemicals & Allied Products, Petroleum & Coal P |  |  |  |  | Normal weather: http://doe2.com/Download/Weather/TMY2/ |  |  |  | Itron's eShapes are based on prototype buildings and can be run for any of 240 weather stations.
404 | 5 | CA | eShapes - Industrial | Compilation | Itron | Yes | n/a | C |  | x | Non-Res | Industrial | Industrial - Process |  | Electro-Chemical Processing | n/a |  | Blank |  | Prototype buildings, doe-2 for weather sensitive loads, calibrated to several enduse studies. Hot water and lighting based on proprietary algorithms. | Usage | David Hannah / Kris Miller |  | Dave.Hanna@itron.com | Itron | [5 empty] | Blank | [6 empty] | INDUSTRIAL - Food & Kindred Products, Tobacco Products, Textile Mill Products, Apparel & Other Textile Products, Lumber & Wood Products, Furnitures & Fixtures, Paper & Allied Products, Printing & Publishing, Chemicals & Allied Products, Petroleum & Coal P |  |  |  |  | Normal weather: http://doe2.com/Download/Weather/TMY2/ |  |  |  | Itron's eShapes are based on prototype buildings and can be run for any of 240 weather stations.
406 | 5 | CA | eShapes - Industrial | Compilation | Itron | Yes | n/a | C |  | x | Non-Res | Industrial | Industrial - Process |  | Other Process Uses | n/a |  | Blank |  | Prototype buildings, doe-2 for weather sensitive loads, calibrated to several enduse studies. Hot water and lighting based on proprietary algorithms. | Usage | David Hannah / Kris Miller |  | Dave.Hanna@itron.com | Itron | [5 empty] | Blank | [6 empty] | INDUSTRIAL - Food & Kindred Products, Tobacco Products, Textile Mill Products, Apparel & Other Textile Products, Lumber & Wood Products, Furnitures & Fixtures, Paper & Allied Products, Printing & Publishing, Chemicals & Allied Products, Petroleum & Coal P |  |  |  |  | Normal weather: http://doe2.com/Download/Weather/TMY2/ |  |  |  | Itron's eShapes are based on prototype buildings and can be run for any of 240 weather stations.
407 | 5 | CA | eShapes - Industrial | Compilation | Itron | Yes | n/a | C |  | x | Non-Res | Industrial | Industrial - Process |  | Process Refrigeration/Cooling | n/a |  | Blank |  | Prototype buildings, doe-2 for weather sensitive loads, calibrated to several enduse studies. Hot water and lighting based on proprietary algorithms. | Usage | David Hannah / Kris Miller |  | Dave.Hanna@itron.com | Itron | [5 empty] | Blank | [6 empty] | INDUSTRIAL - Food & Kindred Products, Tobacco Products, Textile Mill Products, Apparel & Other Textile Products, Lumber & Wood Products, Furnitures & Fixtures, Paper & Allied Products, Printing & Publishing, Chemicals & Allied Products, Petroleum & Coal P |  |  |  |  | Normal weather: http://doe2.com/Download/Weather/TMY2/ |  |  |  | Itron's eShapes are based on prototype buildings and can be run for any of 240 weather stations.
408 | 3 | CA | Commercial End-Use Load Research Sample | LRS | SDG&E | Yes | ongoing | C |  | x | Non-Res | Commercial | Lighting | Lighting | some lighting | About 150 | 150 | 150 | 51-150 | No load shapes estimated yet | Usage | Leslie Willoughby (SDG&E) |  | Lwilloughby@semprautilies.com | ADM (for meter installations only) |  |  |  |  | SAS | Blank | [11 empty] | Yes |  | Sample of "assigned" accounts (large customers that have an account exec assigned to them.) |  | Customers metered are all "assigned" accounts (large customers that have an account exec assigned to them.)
409 | 5 | CA | eShapes - Industrial | Compilation | Itron | Yes | n/a | C |  | x | Non-Res | Industrial | Lighting |  | Facility Lighting | n/a |  | Blank |  | Prototype buildings, doe-2 for weather sensitive loads, calibrated to several enduse studies. Hot water and lighting based on proprietary algorithms. | Usage | David Hannah / Kris Miller |  | Dave.Hanna@itron.com | Itron | [5 empty] | Blank | [6 empty] | INDUSTRIAL - Food & Kindred Products, Tobacco Products, Textile Mill Products, Apparel & Other Textile Products, Lumber & Wood Products, Furnitures & Fixtures, Paper & Allied Products, Printing & Publishing, Chemicals & Allied Products, Petroleum & Coal P |  |  |  |  | Normal weather: http://doe2.com/Download/Weather/TMY2/ |  |  |  | Itron's eShapes are based on prototype buildings and can be run for any of 240 weather stations.
411 | 5 | CA | eShapes - Residential | Compilation | Itron | Yes | n/a | C | x |  | Res |  | Lighting |  | Lighting | n/a |  | Blank |  | Prototype buildings, doe-2 for weather sensitive loads, calibrated to several enduse studies. Hot water and lighting based on proprietary algorithms. | Usage | David Hannah / Kris Miller |  | Dave.Hanna@itron.com | Itron |  |  |  |  | Excel, MS Access | Blank | [6 empty] | RESIDENTIAL - Single-Family, Multi-Family |  |  |  |  | Normal weather: http://doe2.com/Download/Weather/TMY2/ | CA 4480 Los Angeles-Long Beach, CA,CA 5775 Oakland, CA,CA 5945 Orange County, CA,CA 6780 Riverside-San Bernardino, CA,CA 6920 Sacramento, CA,CA 7320 San Diego, CA,CA 7360 San Francisco, CA,CA 7400 San Jose, CA,CA 9906 Non-MSA, CA, |  |  | Itron's eShapes are based on prototype buildings and can be run for any of 240 weather stations.
412 | 1 | CA | 2004-05 Savings By Design EM&V- PG&E Procurement Add-on Study | Evaluation - Multiyear | PG&E | Yes | 2007 | C |  | x | Non-Res | Commercial & industrial | Lighting | Lighting | Lighting | 40 to 45 | 42 | 42 | 0-50 | DOE2.1e | Usage |  |  |  | RLW Analytics |  |  |  |  | SAS/Access | Blank | [6 empty] | CEC building types and industrial process |  |  |  |  | Utility actual year weather | PG&E CEC Zones: 2,3,4,5,12,13,9,10,7,6,8 | Savings By Design, CEC building types and various industrial processes |  | project is not done, will be complete spring 07
413 | 2 | CA | Small Commercial CFL Monitoring Study | LRS | PG&E | Yes | 2005 | B |  | x | Non-Res |  | Lighting | Lighting | Lighting | 60 (about 10% missing values) | 60 | 60 | 51-150 | Monitoring (operation hours) | Usage | John Cavalli |  | john.cavalli@itron.com | Quantum Consulting |  |  |  |  | SAS | Blank | [6 empty] | All building types, segmented by office, retail, restaurant, hotel and other. |  |  |  |  | No | Statewide (3 electric IOU territories) | Express Efficiency Participants only |  | Please note this is run time data, not kW metering. Relative precision at 90% confidence: 17%.
414 | 3 | CA | Small Commercial End-Use Load Research Study | LRS | SCE | Yes | 1996 | C |  | x | Non-Res |  | Lighting | Lighting | Lighting | 154 | 154 | 154 | 151-250 | End use metering / metered load shapes | Usage | Richard Pulliam (SCE) |  | Richard.Pulliam@sce.com | ADM Associates |  |  |  |  | Paper Hard Copy | Blank | [11 empty] | It is available | All Zones | small commercial |  | This study ended in 1997. Missing data estimated at about 5%.
416 | 1 | CA | Residential CFL load shapes by room type | LRS | SDG&E | Yes | 2004 | A | x |  | Res |  | Lighting | Lighting | CFLs | 400 residences, 1000 bulbs. Sample size varies by month. | 400 | 1000 | 251-700 | Metered on/off. | Usage | Rob Rubin (SDG&E)/Tami Rasmussen (KEMA) |  | rrubin@semprautilities.com | KEMA |  | TOU lighting loggers | On/Off |  |  | Blank | Yes | [10 empty] | n/a |  |  |  | Study conducted over two phases. Interval data recorded as on/off with a time stamp.
417 | 2 | CA | Hours of operation (Super Saver) | LRS | SDG&E | Yes | 2006 | C |  | x | Non-Res |  | Lighting | Lighting | Lighting | 60 | 60 | 60 | 51-150 | No load shapes estimated yet | Usage | Rob Rubin |  | rrubin@semprautilities.com | KEMA | [5 empty] | Blank | [6 empty] | COMMERCIAL - Office (Sml, Med, Lge), Retail (Sml, Lge), Restaurant (1, 2, 3-meals), Fast Food (1, 2, 3-meals), Grocery, Convenience, Warehouse (Refrig, Non-Refrigerated), School, College, Hospital, Nursing Home, Hotel, Motel, Religious Worship, Pulbic Ass | [6 empty] | SDG&E business |  | Interval data recorded as on/off with a time stamp
418 | 1 | CA | Hours of operation (Express Efficiency) | Evaluation | SDG&E | Yes | 2006 | B |  | x | Non-Res |  | Lighting | Lighting | Lighting | 120 | 120 | 120 | 51-150 | No load shapes estimated yet | Usage | Rob Rubin |  | rrubin@semprautilities.com | RLW Analytics | 3 week monitoring period | On/off lighting logger | On/off |  |  | Blank | [6 empty] | COMMERCIAL | [6 empty] | SDG&E business |  | Interval data recorded as on/off with a time stamp
419 | 2 | CA | California Commercial End Use Survey (CEUS) | Compilation | CEC | Yes | 2002 | B |  | x | Non-Res |  | Lighting - Exterior |  | Exterior Lighting | 2,800 surveys conducted. About 500 with whole premise interval data. About 500 with enduse loggers. Some overlap between the interval data and the logger data. | 2800 | 2800 |  | Billing / Interval / Simulations | Usage | Mark Ciminelli |  | mciminel@energy.state.ca.us | Itron, Inc. | [5 empty] | Blank | [6 empty] | Small Office, Large Office, Restaurant, Retail, Food Store, Refrigerated Warehouse, Unrefrigerated Warehouse, School, College, Health, Lodging, Miscellaneous. |  |  |  |  | Yes | "Statewide", defined as the service territories of PG&E, SCE, SoCal Gas, SDG&E, SMUD. |  |  | Due to confidentiality restrictions, the CEC cannot make data available other than what is in the published reports. These data can be obtained from the respective utilities.
420 | 5 | CA | Inventory of CEC Forecast Load Shapes - Commercial | Compilation | CEC | Yes | n/a | B |  | x | Non-Res | Commercial | Lighting - Exterior |  | Exterior Lighting |  |  | Blank | [6 empty] | CEC Demand Analysis Office and various other sources (see notes.) | [5 empty] | Blank | [6 empty] | Small Office, Large Office, Retail, Restaurant, Food Store, Refrigerated Warehouse, Non-refrigerated Warehouse, School, College, Hospital, Hotel/Motel, Miscellaneous | [8 empty] | The CEC is in the process of updating its 24 hour load shapes. The 24 hour load shapes currently in use come from three main efforts: (1) Load shapes estimated for the original Peak Model (since replaced by the HELM model), from a variety of sources, inc
421 | 5 | CA | LBL End-Use Disaggregation Algorithm (EDA) | Compilation | LBL | Yes |  | B |  | x | Non-Res |  | Lighting - Exterior |  | exterior lighting |  |  | Blank |  |  |  | Hashem Akbari |  | H_ Akbari@ LBL. gov | LBL | [5 empty] | Blank | [15 empty] | This algorithm uses premise load research data as an input and disaggregates it into enduses. Akbari, H., et al., 1993. "Measured Commercial Load Shapes and Energy-Use Intensities and Validation of the LBL End-Use Disaggregation Algorithm", LBL-21193, Ja
422 | 2 | CA | Load Shape Disaggregation | Compilation | SDG&E | Yes | 1995 | B |  | x | Non-Res |  | Lighting - Exterior |  | outdoor light | 500 to 600 | 500 | 500 |  | Simulations based on whole bldg load and survey data and some end use data. | Usage | Leslie Willoughby (SDG&E) |  | Lwilloughby@semprautilies.com | RER | [5 empty] | Blank | [11 empty] | Yes |  |  |  | Market end use report - last one in 1995. May update soon.
423 | 5 | CA | eShapes - Commercial | Compilation | Itron | Yes | n/a | B |  | x | Non-Res | Commercial | Lighting - Exterior |  | Exterior Lighting | n/a |  | Blank |  | Prototype buildings, doe-2 for weather sensitive loads, calibrated to several enduse studies. Hot water and lighting based on proprietary algorithms. | Usage | David Hannah / Kris Miller |  | Dave.Hanna@itron.com | Itron |  |  |  |  | Excel, MS Access | Blank | [6 empty] | COMMERCIAL - Office (Sml, Med, Lge), Retail (Sml, Lge), Restaurant (1, 2, 3-meals), Fast Food (1, 2, 3-meals), Grocery, Convenience, Warehouse (Refrig, Non-Refrigerated), School, College, Hospital, Nursing Home, Hotel, Motel, Religious Worship, Pulbic Ass |  |  |  |  | Normal weather: http://doe2.com/Download/Weather/TMY2/ | CA Daggett, HDD 1918.5 CDD 3004.5,CA Fresno, CA HDD 2418 CDD 1963.5,CA Long Beach, CA HDD 1197.5 CDD 1151,CA Los Angeles, CA HDD 1244 CDD 649,CA Redding, CA HDD 2657 CDD 1787,CA Sacramento, CA HDD 2640.5 CDD 1210.5,CA San Diego, CA HDD 1025 CDD 840.5,CA S |  |  | Itron's eShapes are based on prototype buildings and can be run for any of 240 weather stations.
425 | 5 | CA | LBL End-Use Disaggregation Algorithm (EDA) | Compilation | LBL | Yes |  | B |  | x | Non-Res |  | Lighting - Exterior |  | street lighting |  |  | Blank |  |  |  | Hashem Akbari |  | H_ Akbari@ LBL. gov | LBL | [5 empty] | Blank | [15 empty] | This algorithm uses premise load research data as an input and disaggregates it into enduses. Akbari, H., et al., 1993. "Measured Commercial Load Shapes and Energy-Use Intensities and Validation of the LBL End-Use Disaggregation Algorithm", LBL-21193, Ja
426 | 2 | CA | PG&E CEUS 1997 | Compilation | PG&E | Yes | 1994 | B |  | x | Non-Res |  | Lighting - Interior |  | inside lighting | 2000 | 2000 | 2000 |  | Simulations, calibrated to bills and/or to 8760 load data | Usage | Leslie MacDonald |  | slm5@pge.com | Itron |  |  |  |  | SAS | Blank | [6 empty] | offices, restaurants, retail groceries, refrigerated warehouses, schools (K-12) colleges, hospitals, lodging, transportation & utilities, other commercial |  |  |  |  | Utility weather data --half-hour observations going back to 1980's | Utility defined climate zone (?) | applies to all within a sector |  | This dataset was used to generate load shapes provided to E3 in 2004. PG&E does not recommend it be used to refine E3's model. Further, these data are over 10 years old, and may no longer be representative of the current appliance mix in PG&E's service
427 | 2 | CA | Load Shape Disaggregation | Compilation | SDG&E | Yes | 1995 | B |  | x | Non-Res |  | Lighting - Interior |  | inside lighting | 500 to 600 | 500 | 500 |  | Simulations based on whole bldg load and survey data and some end use data. | Usage | Leslie Willoughby (SDG&E) |  | Lwilloughby@semprautilies.com | RER | [5 empty] | Blank | [11 empty] | Yes |  |  |  | Market end use report - last one in 1995. May update soon.
428 | 2 | CA | California Commercial End Use Survey (CEUS) | Compilation | CEC | Yes | 2002 | B |  | x | Non-Res |  | Lighting - Interior |  | Interior Lighting | 2,800 surveys conducted. About 500 with whole premise interval data. About 500 with enduse loggers. Some overlap between the interval data and the logger data. | 2800 | 2800 |  | Billing / Interval / Simulations | Usage | Mark Ciminelli |  | mciminel@energy.state.ca.us | Itron, Inc. | [5 empty] | Blank | [6 empty] | Small Office, Large Office, Restaurant, Retail, Food Store, Refrigerated Warehouse, Unrefrigerated Warehouse, School, College, Health, Lodging, Miscellaneous. |  |  |  |  | Yes | "Statewide", defined as the service territories of PG&E, SCE, SoCal Gas, SDG&E, SMUD. |  |  | Due to confidentiality restrictions, the CEC cannot make data available other than what is in the published reports. These data can be obtained from the respective utilities.
429 | 5 | CA | Inventory of CEC Forecast Load Shapes - Commercial | Compilation | CEC | Yes | n/a | B |  | x | Non-Res | Commercial | Lighting - Interior |  | Interior Lighting |  |  | Blank | [6 empty] | CEC Demand Analysis Office and various other sources (see notes.) | [5 empty] | Blank | [6 empty] | Small Office, Large Office, Retail, Restaurant, Food Store, Refrigerated Warehouse, Non-refrigerated Warehouse, School, College, Hospital, Hotel/Motel, Miscellaneous | [8 empty] | The CEC is in the process of updating its 24 hour load shapes. The 24 hour load shapes currently in use come from three main efforts: (1) Load shapes estimated for the original Peak Model (since replaced by the HELM model), from a variety of sources, inc
430 | 5 | CA | LBL End-Use Disaggregation Algorithm (EDA) | Compilation | LBL | Yes |  | B |  | x | Non-Res |  | Lighting - Interior |  | interior lighting |  |  | Blank |  |  |  | Hashem Akbari |  | H_ Akbari@ LBL. gov | LBL | [5 empty] | Blank | [15 empty] | This algorithm uses premise load research data as an input and disaggregates it into enduses. Akbari, H., et al., 1993. "Measured Commercial Load Shapes and Energy-Use Intensities and Validation of the LBL End-Use Disaggregation Algorithm", LBL-21193, Ja
431 | 2 | CA | Statewide Investor Owned Utility Ceiling Fan Study | Evaluation | SDG&E | Yes | 2001 | D | x |  | Res |  | Lighting - Interior | Lighting | Ceiling fan lights | ~50 (about 20% missing values) | 50 | 50 | 0-50 | Metered Load Shapes | Usage | Rob Rubin (SDG&E) / Matt Brost (RLW) |  |  | RLW Analytics |  |  |  |  | Access | Blank | [6 empty] | all existing residential, not including master metered MF |  |  |  |  | No | Statewide | homes with ceiling fans
432 | 5 | CA | eShapes - Commercial | Compilation | Itron | Yes | n/a | D |  | x | Non-Res | Commercial | Lighting - Interior |  | Interior Lighting | n/a |  | Blank |  | Prototype buildings, doe-2 for weather sensitive loads, calibrated to several enduse studies. Hot water and lighting based on proprietary algorithms. | Usage | David Hannah / Kris Miller |  | Dave.Hanna@itron.com | Itron |  |  |  |  | Excel, MS Access | Blank | [6 empty] | COMMERCIAL - Office (Sml, Med, Lge), Retail (Sml, Lge), Restaurant (1, 2, 3-meals), Fast Food (1, 2, 3-meals), Grocery, Convenience, Warehouse (Refrig, Non-Refrigerated), School, College, Hospital, Nursing Home, Hotel, Motel, Religious Worship, Pulbic Ass |  |  |  |  | Normal weather: http://doe2.com/Download/Weather/TMY2/ | CA Daggett, HDD 1918.5 CDD 3004.5,CA Fresno, CA HDD 2418 CDD 1963.5,CA Long Beach, CA HDD 1197.5 CDD 1151,CA Los Angeles, CA HDD 1244 CDD 649,CA Redding, CA HDD 2657 CDD 1787,CA Sacramento, CA HDD 2640.5 CDD 1210.5,CA San Diego, CA HDD 1025 CDD 840.5,CA S |  |  | Itron's eShapes are based on prototype buildings and can be run for any of 240 weather stations.
434 | 5 | CA | Inventory of CEC Forecast Load Shapes - Other Sectors (Agriculture and Water Pumping, Transportation and Communications, Street Lighting) | Compilation | CEC | Yes | n/a | D |  | x | Non-Res | Other (e.g. postal, motor freight, crops) | Miscellaneous |  | Air Transport |  |  | Blank | [6 empty] | CEC Demand Analysis Office and various other sources (see notes.) | [5 empty] | Blank | [15 empty] | The CEC is in the process of updating its 24 hour load shapes. The 24 hour load shapes currently in use come from three main efforts: (1) Load shapes estimated for the original Peak Model (since replaced by the HELM model), from a variety of sources, inc
435 | 5 | CA | Inventory of CEC Forecast Load Shapes - Other Sectors (Agriculture and Water Pumping, Transportation and Communications, Street Lighting) | Compilation | CEC | Yes | n/a | D |  | x | Non-Res | Other (e.g. postal, motor freight, crops) | Miscellaneous |  | Communication |  |  | Blank | [6 empty] | CEC Demand Analysis Office and various other sources (see notes.) | [5 empty] | Blank | [15 empty] | The CEC is in the process of updating its 24 hour load shapes. The 24 hour load shapes currently in use come from three main efforts: (1) Load shapes estimated for the original Peak Model (since replaced by the HELM model), from a variety of sources, inc
436 | 5 | CA | Inventory of CEC Forecast Load Shapes - Other Sectors (Agriculture and Water Pumping, Transportation and Communications, Street Lighting) | Compilation | CEC | Yes | n/a | D |  | x | Non-Res | Other (e.g. postal, motor freight, crops) | Miscellaneous |  | Electric Services |  |  | Blank | [6 empty] | CEC Demand Analysis Office and various other sources (see notes.) | [5 empty] | Blank | [15 empty] | The CEC is in the process of updating its 24 hour load shapes. The 24 hour load shapes currently in use come from three main efforts: (1) Load shapes estimated for the original Peak Model (since replaced by the HELM model), from a variety of sources, inc
437 | 1 | CA | Residential end-use load research study | LRS | SCE | Yes | 1996 | B | x |  | Res |  | Miscellaneous | Other | Hot Tubs | 330 | 330 | 330 | 251-700 | End use metering / metered load shapes | Usage | Richard Pulliam (SCE) |  | Richard.Pulliam@sce.com | Quantum Consulting |  |  |  |  | Paper Hard Copy | Blank | [11 empty] | It is available | All Zones | All Residential |  | This study ended in 1997. Missing data estimated at about 5%.
438 | 5 | CA | Inventory of CEC Forecast Load Shapes - Other Sectors (Agriculture and Water Pumping, Transportation and Communications, Street Lighting) | Compilation | CEC | Yes | n/a | D |  | x | Non-Res | Other (e.g. postal, motor freight, crops) | Miscellaneous |  | Local Transit |  |  | Blank | [6 empty] | CEC Demand Analysis Office and various other sources (see notes.) | [5 empty] | Blank | [15 empty] | The CEC is in the process of updating its 24 hour load shapes. The 24 hour load shapes currently in use come from three main efforts: (1) Load shapes estimated for the original Peak Model (since replaced by the HELM model), from a variety of sources, inc
439 | 2 | CA | California Commercial End Use Survey (CEUS) | Compilation | CEC | Yes | 2002 | D |  | x | Non-Res |  | Miscellaneous |  | Miscellaneous | 2,800 surveys conducted. About 500 with whole premise interval data. About 500 with enduse loggers. Some overlap between the interval data and the logger data. | 2800 | 2800 |  | Billing / Interval / Simulations | Usage | Mark Ciminelli |  | mciminel@energy.state.ca.us | Itron, Inc. | [5 empty] | Blank | [6 empty] | Small Office, Large Office, Restaurant, Retail, Food Store, Refrigerated Warehouse, Unrefrigerated Warehouse, School, College, Health, Lodging, Miscellaneous. |  |  |  |  | Yes | "Statewide", defined as the service territories of PG&E, SCE, SoCal Gas, SDG&E, SMUD. |  |  | Due to confidentiality restrictions, the CEC cannot make data available other than what is in the published reports. These data can be obtained from the respective utilities.
440 | 5 | CA | Inventory of CEC Forecast Load Shapes - Residential | Compilation | CEC | Yes | n/a | D | x |  | Res |  | Miscellaneous |  | Miscellaneous |  |  | Blank | [6 empty] | CEC Demand Analysis Office and various other sources (see notes.) | [5 empty] | Blank | [15 empty] | The CEC is in the process of updating its 24 hour load shapes. The 24 hour load shapes currently in use come from three main efforts: (1) Load shapes estimated for the original Peak Model (since replaced by the HELM model), from a variety of sources, inc
441 | 2 | CA | Load Shape Disaggregation | Compilation | SDG&E | Yes | 1995 | D |  | x | Non-Res |  | Miscellaneous |  | miscellaneous | 500 to 600 | 500 | 500 |  | Simulations based on whole bldg load and survey data and some end use data. | Usage | Leslie Willoughby (SDG&E) |  | Lwilloughby@semprautilies.com | RER | [5 empty] | Blank | [11 empty] | Yes |  |  |  | Market end use report - last one in 1995. May update soon.
442 | 5 | CA | LBL End-Use Disaggregation Algorithm (EDA) | Compilation | LBL | Yes |  | D |  | x | Non-Res |  | Miscellaneous |  | miscellaneous/plugs |  |  | Blank |  |  |  | Hashem Akbari |  | H_ Akbari@ LBL. gov | LBL | [5 empty] | Blank | [15 empty] | This algorithm uses premise load research data as an input and disaggregates it into enduses. Akbari, H., et al., 1993. "Measured Commercial Load Shapes and Energy-Use Intensities and Validation of the LBL End-Use Disaggregation Algorithm", LBL-21193, Ja
443 | 5 | CA | Inventory of CEC Forecast Load Shapes - Other Sectors (Agriculture and Water Pumping, Transportation and Communications, Street Lighting) | Compilation | CEC | Yes | n/a | D |  | x | Non-Res | Other (e.g. postal, motor freight, crops) | Miscellaneous |  | Motor Freight |  |  | Blank | [6 empty] | CEC Demand Analysis Office and various other sources (see notes.) | [5 empty] | Blank | [15 empty] | The CEC is in the process of updating its 24 hour load shapes. The 24 hour load shapes currently in use come from three main efforts: (1) Load shapes estimated for the original Peak Model (since replaced by the HELM model), from a variety of sources, inc
444 | 5 | CA | Inventory of CEC Forecast Load Shapes - Other Sectors (Agriculture and Water Pumping, Transportation and Communications, Street Lighting) | Compilation | CEC | Yes | n/a | D |  | x | Non-Res | Other (e.g. postal, motor freight, crops) | Miscellaneous |  | National Security |  |  | Blank | [6 empty] | CEC Demand Analysis Office and various other sources (see notes.) | [5 empty] | Blank | [15 empty] | The CEC is in the process of updating its 24 hour load shapes. The 24 hour load shapes currently in use come from three main efforts: (1) Load shapes estimated for the original Peak Model (since replaced by the HELM model), from a variety of sources, inc
445 | 5 | CA | Inventory of CEC Forecast Load Shapes - Commercial | Compilation | CEC | Yes | n/a | D |  | x | Non-Res | Commercial | Miscellaneous |  | Other Non-Weather Sensitive |  |  | Blank | [6 empty] | CEC Demand Analysis Office and various other sources (see notes.) | [5 empty] | Blank | [6 empty] | Small Office, Large Office, Retail, Restaurant, Food Store, Refrigerated Warehouse, Non-refrigerated Warehouse, School, College, Hospital, Hotel/Motel, Miscellaneous | [8 empty] | The CEC is in the process of updating its 24 hour load shapes. The 24 hour load shapes currently in use come from three main efforts: (1) Load shapes estimated for the original Peak Model (since replaced by the HELM model), from a variety of sources, inc
446 | 5 | CA | Inventory of CEC Forecast Load Shapes - Other Sectors (Agriculture and Water Pumping, Transportation and Communications, Street Lighting) | Compilation | CEC | Yes | n/a | D |  | x | Non-Res | Other (e.g. postal, motor freight, crops) | Miscellaneous |  | Pipelines |  |  | Blank | [6 empty] | CEC Demand Analysis Office and various other sources (see notes.) | [5 empty] | Blank | [15 empty] | The CEC is in the process of updating its 24 hour load shapes. The 24 hour load shapes currently in use come from three main efforts: (1) Load shapes estimated for the original Peak Model (since replaced by the HELM model), from a variety of sources, inc
447 | 5 | CA | Inventory of CEC Forecast Load Shapes - Residential | Compilation | CEC | Yes | n/a | D | x |  | Res |  | Miscellaneous |  | Pool Heater |  |  | Blank | [6 empty] | CEC Demand Analysis Office and various other sources (see notes.) | [5 empty] | Blank | [15 empty] | The CEC is in the process of updating its 24 hour load shapes. The 24 hour load shapes currently in use come from three main efforts: (1) Load shapes estimated for the original Peak Model (since replaced by the HELM model), from a variety of sources, inc
448 | 5 | CA | Inventory of CEC Forecast Load Shapes - Other Sectors (Agriculture and Water Pumping, Transportation and Communications, Street Lighting) | Compilation | CEC | Yes | n/a | D |  | x | Non-Res | Other (e.g. postal, motor freight, crops) | Miscellaneous |  | Postal Service |  |  | Blank | [6 empty] | CEC Demand Analysis Office and various other sources (see notes.) | [5 empty] | Blank | [15 empty] | The CEC is in the process of updating its 24 hour load shapes. The 24 hour load shapes currently in use come from three main efforts: (1) Load shapes estimated for the original Peak Model (since replaced by the HELM model), from a variety of sources, inc
449 | 5 | CA | Inventory of CEC Forecast Load Shapes - Residential | Compilation | CEC | Yes | n/a | D | x |  | Res |  | Miscellaneous |  | Spa Heater |  |  | Blank | [6 empty] | CEC Demand Analysis Office and various other sources (see notes.) | [5 empty] | Blank | [15 empty] | The CEC is in the process of updating its 24 hour load shapes. The 24 hour load shapes currently in use come from three main efforts: (1) Load shapes estimated for the original Peak Model (since replaced by the HELM model), from a variety of sources, inc
450 | 1 | CA | Residential end-use load research study | LRS | PG&E | Yes | 2001 | A | x |  | Res |  | Miscellaneous | Other | spas/hot tubs | Appliance-dependent. For example, central AC and clothes dryer each have over 400, but hot tub/sauna have 16 data points. | 16 | 16 | 0-50 | End use metering | Usage | Corina Jump |  | corina.jump@itron.com | Quantum Consulting |  |  |  |  | SAS | Blank | [11 empty] | No | service territory | residential sector only
451 | 5 | CA | Inventory of CEC Forecast Load Shapes - Other Sectors (Agriculture and Water Pumping, Transportation and Communications, Street Lighting) | Compilation | CEC | Yes | n/a | D |  | x | Non-Res | Other (e.g. postal, motor freight, crops) | Miscellaneous |  | Water Supply |  |  | Blank | [6 empty] | CEC Demand Analysis Office and various other sources (see notes.) | [5 empty] | Blank | [15 empty] | The CEC is in the process of updating its 24 hour load shapes. The 24 hour load shapes currently in use come from three main efforts: (1) Load shapes estimated for the original Peak Model (since replaced by the HELM model), from a variety of sources, inc
452 | 5 | CA | Inventory of CEC Forecast Load Shapes - Other Sectors (Agriculture and Water Pumping, Transportation and Communications, Street Lighting) | Compilation | CEC | Yes | n/a | D |  | x | Non-Res | Other (e.g. postal, motor freight, crops) | Miscellaneous |  | Water Transport |  |  | Blank | [6 empty] | CEC Demand Analysis Office and various other sources (see notes.) | [5 empty] | Blank | [15 empty] | The CEC is in the process of updating its 24 hour load shapes. The 24 hour load shapes currently in use come from three main efforts: (1) Load shapes estimated for the original Peak Model (since replaced by the HELM model), from a variety of sources, inc
453 | 5 | CA | Inventory of CEC Forecast Load Shapes - Residential | Compilation | CEC | Yes | n/a | D | x |  | Res |  | Miscellaneous |  | Waterbed Heater |  |  | Blank | [6 empty] | CEC Demand Analysis Office and various other sources (see notes.) | [5 empty] | Blank | [15 empty] | The CEC is in the process of updating its 24 hour load shapes. The 24 hour load shapes currently in use come from three main efforts: (1) Load shapes estimated for the original Peak Model (since replaced by the HELM model), from a variety of sources, inc
455 | 5 | CA | eShapes - Residential | Compilation | Itron | Yes | n/a | D | x |  | Res |  | Miscellaneous |  | Miscellaneous Electric | n/a |  | Blank |  | Prototype buildings, doe-2 for weather sensitive loads, calibrated to several enduse studies. Hot water and lighting based on proprietary algorithms. | Usage | David Hannah / Kris Miller |  | Dave.Hanna@itron.com | Itron |  |  |  |  | Excel, MS Access | Blank | [6 empty] | RESIDENTIAL - Single-Family, Multi-Family |  |  |  |  | Normal weather: http://doe2.com/Download/Weather/TMY2/ | CA 4480 Los Angeles-Long Beach, CA,CA 5775 Oakland, CA,CA 5945 Orange County, CA,CA 6780 Riverside-San Bernardino, CA,CA 6920 Sacramento, CA,CA 7320 San Diego, CA,CA 7360 San Francisco, CA,CA 7400 San Jose, CA,CA 9906 Non-MSA, CA, |  |  | Itron's eShapes are based on prototype buildings and can be run for any of 240 weather stations.
457 | 5 | CA | eShapes - Industrial | Compilation | Itron | Yes | n/a | D |  | x | Non-Res | Industrial | Miscellaneous |  | Non-Process Uses | n/a |  | Blank |  | Prototype buildings, doe-2 for weather sensitive loads, calibrated to several enduse studies. Hot water and lighting based on proprietary algorithms. | Usage | David Hannah / Kris Miller |  | Dave.Hanna@itron.com | Itron | [5 empty] | Blank | [6 empty] | INDUSTRIAL - Food & Kindred Products, Tobacco Products, Textile Mill Products, Apparel & Other Textile Products, Lumber & Wood Products, Furnitures & Fixtures, Paper & Allied Products, Printing & Publishing, Chemicals & Allied Products, Petroleum & Coal P |  |  |  |  | Normal weather: http://doe2.com/Download/Weather/TMY2/ |  |  |  | Itron's eShapes are based on prototype buildings and can be run for any of 240 weather stations.
459 | 5 | CA | Inventory of CEC Forecast Load Shapes - Other Sectors (Agriculture and Water Pumping, Transportation and Communications, Street Lighting) | Compilation | CEC | Yes | n/a | D |  | x | Non-Res | Other (e.g. postal, motor freight, crops) | Miscellaneous |  | Railroads |  |  | Blank | [6 empty] | CEC Demand Analysis Office and various other sources (see notes.) | [5 empty] | Blank | [15 empty] | The CEC is in the process of updating its 24 hour load shapes. The 24 hour load shapes currently in use come from three main efforts: (1) Load shapes estimated for the original Peak Model (since replaced by the HELM model), from a variety of sources, inc
460 | 2 | CA | California Commercial End Use Survey (CEUS) | Compilation | CEC | Yes | 2002 | D |  | x | Non-Res |  | Motors - Drives |  | Motors | 2,800 surveys conducted. About 500 with whole premise interval data. About 500 with enduse loggers. Some overlap between the interval data and the logger data. | 2800 | 2800 |  | Billing / Interval / Simulations | Usage | Mark Ciminelli |  | mciminel@energy.state.ca.us | Itron, Inc. | [5 empty] | Blank | [6 empty] | Small Office, Large Office, Restaurant, Retail, Food Store, Refrigerated Warehouse, Unrefrigerated Warehouse, School, College, Health, Lodging, Miscellaneous. |  |  |  |  | Yes | "Statewide", defined as the service territories of PG&E, SCE, SoCal Gas, SDG&E, SMUD. |  |  | Due to confidentiality restrictions, the CEC cannot make data available other than what is in the published reports. These data can be obtained from the respective utilities.
461 | 2 | CA | PG&E CEUS 1997 | Compilation | PG&E | Yes | 1994 | D |  | x | Non-Res |  | Motors - Drives |  | motors | 2000 | 2000 | 2000 |  | Simulations, calibrated to bills and/or to 8760 load data | Usage | Leslie MacDonald |  | slm5@pge.com | Itron |  |  |  |  | SAS | Blank | [6 empty] | offices, restaurants, retail groceries, refrigerated warehouses, schools (K-12) colleges, hospitals, lodging, transportation & utilities, other commercial |  |  |  |  | Utility weather data --half-hour observations going back to 1980's | Utility defined climate zone (?) | applies to all within a sector |  | This dataset was used to generate load shapes provided to E3 in 2004. PG&E does not recommend it be used to refine E3's model. Further, these data are over 10 years old, and may no longer be representative of the current appliance mix in PG&E's service
462 | 5 | CA | eShapes - Industrial | Compilation | Itron | Yes | n/a | D |  | x | Non-Res | Industrial | Motors - Drives |  | Motive Power | n/a |  | Blank |  | Prototype buildings, doe-2 for weather sensitive loads, calibrated to several enduse studies. Hot water and lighting based on proprietary algorithms. | Usage | David Hannah / Kris Miller |  | Dave.Hanna@itron.com | Itron | [5 empty] | Blank | [6 empty] | INDUSTRIAL - Food & Kindred Products, Tobacco Products, Textile Mill Products, Apparel & Other Textile Products, Lumber & Wood Products, Furnitures & Fixtures, Paper & Allied Products, Printing & Publishing, Chemicals & Allied Products, Petroleum & Coal P |  |  |  |  | Normal weather: http://doe2.com/Download/Weather/TMY2/ |  |  |  | Itron's eShapes are based on prototype buildings and can be run for any of 240 weather stations.
464 | 2 | CA | Load Shape Disaggregation | Compilation | SDG&E | Yes | 1995 | D |  | x | Non-Res |  | Office Equipment |  | data processing | 500 to 600 | 500 | 500 |  | Simulations based on whole bldg load and survey data and some end use data. | Usage | Leslie Willoughby (SDG&E) |  | Lwilloughby@semprautilies.com | RER | [5 empty] | Blank | [11 empty] | Yes |  |  |  | Market end use report - last one in 1995. May update soon.
465 | 2 | CA | PG&E CEUS 1997 | Compilation | PG&E | Yes | 1994 | D |  | x | Non-Res |  | Office Equipment |  | office equip | 2000 | 2000 | 2000 |  | Simulations, calibrated to bills and/or to 8760 load data | Usage | Leslie MacDonald |  | slm5@pge.com | Itron |  |  |  |  | SAS | Blank | [6 empty] | offices, restaurants, retail groceries, refrigerated warehouses, schools (K-12) colleges, hospitals, lodging, transportation & utilities, other commercial |  |  |  |  | Utility weather data --half-hour observations going back to 1980's | Utility defined climate zone (?) | applies to all within a sector |  | This dataset was used to generate load shapes provided to E3 in 2004. PG&E does not recommend it be used to refine E3's model. Further, these data are over 10 years old, and may no longer be representative of the current appliance mix in PG&E's service
466 | 2 | CA | California Commercial End Use Survey (CEUS) | Compilation | CEC | Yes | 2002 | D |  | x | Non-Res |  | Office Equipment |  | Office Equipment | 2,800 surveys conducted. About 500 with whole premise interval data. About 500 with enduse loggers. Some overlap between the interval data and the logger data. | 2800 | 2800 |  | Billing / Interval / Simulations | Usage | Mark Ciminelli |  | mciminel@energy.state.ca.us | Itron, Inc. | [5 empty] | Blank | [6 empty] | Small Office, Large Office, Restaurant, Retail, Food Store, Refrigerated Warehouse, Unrefrigerated Warehouse, School, College, Health, Lodging, Miscellaneous. |  |  |  |  | Yes | "Statewide", defined as the service territories of PG&E, SCE, SoCal Gas, SDG&E, SMUD. |  |  | Due to confidentiality restrictions, the CEC cannot make data available other than what is in the published reports. These data can be obtained from the respective utilities.
467 | 5 | CA | Inventory of CEC Forecast Load Shapes - Commercial | Compilation | CEC | Yes | n/a | D |  | x | Non-Res | Commercial | Office Equipment |  | Office Equipment |  |  | Blank | [6 empty] | CEC Demand Analysis Office and various other sources (see notes.) | [5 empty] | Blank | [6 empty] | Small Office, Large Office, Retail, Restaurant, Food Store, Refrigerated Warehouse, Non-refrigerated Warehouse, School, College, Hospital, Hotel/Motel, Miscellaneous | [8 empty] | The CEC is in the process of updating its 24 hour load shapes. The 24 hour load shapes currently in use come from three main efforts: (1) Load shapes estimated for the original Peak Model (since replaced by the HELM model), from a variety of sources, inc
468 | 5 | CA | eShapes - Commercial | Compilation | Itron | Yes | n/a | D |  | x | Non-Res | Commercial | Office Equipment |  | Office Equipment | n/a |  | Blank |  | Prototype buildings, doe-2 for weather sensitive loads, calibrated to several enduse studies. Hot water and lighting based on proprietary algorithms. | Usage | David Hannah / Kris Miller |  | Dave.Hanna@itron.com | Itron |  |  |  |  | Excel, MS Access | Blank | [6 empty] | COMMERCIAL - Office (Sml, Med, Lge), Retail (Sml, Lge), Restaurant (1, 2, 3-meals), Fast Food (1, 2, 3-meals), Grocery, Convenience, Warehouse (Refrig, Non-Refrigerated), School, College, Hospital, Nursing Home, Hotel, Motel, Religious Worship, Pulbic Ass |  |  |  |  | Normal weather: http://doe2.com/Download/Weather/TMY2/ | CA Daggett, HDD 1918.5 CDD 3004.5,CA Fresno, CA HDD 2418 CDD 1963.5,CA Long Beach, CA HDD 1197.5 CDD 1151,CA Los Angeles, CA HDD 1244 CDD 649,CA Redding, CA HDD 2657 CDD 1787,CA Sacramento, CA HDD 2640.5 CDD 1210.5,CA San Diego, CA HDD 1025 CDD 840.5,CA S |  |  | Itron's eShapes are based on prototype buildings and can be run for any of 240 weather stations.
470 | 5 | CA | Inventory of CEC Forecast Load Shapes - Residential | Compilation | CEC | Yes | n/a | D | x |  | Res |  | Plug Load |  | Television |  |  | Blank | [6 empty] | CEC Demand Analysis Office and various other sources (see notes.) | [5 empty] | Blank | [15 empty] | The CEC is in the process of updating its 24 hour load shapes. The 24 hour load shapes currently in use come from three main efforts: (1) Load shapes estimated for the original Peak Model (since replaced by the HELM model), from a variety of sources, inc
471 | 1 | CA | Residential end-use load research study | LRS | SCE | Yes | 1996 | B | x |  | Res |  | Plug Load | Appliances | Television | 330 | 330 | 330 | 251-700 | End use metering / metered load shapes | Usage | Richard Pulliam (SCE) |  | Richard.Pulliam@sce.com | Quantum Consulting |  |  |  |  | Paper Hard Copy | Blank | [11 empty] | It is available | All Zones | All Residential |  | This study ended in 1997. Missing data estimated at about 5%.
472 | 5 | CA | eShapes - Residential | Compilation | Itron | Yes | n/a | D | x |  | Res |  | Plug Load |  | Color TV | n/a |  | Blank |  | Prototype buildings, doe-2 for weather sensitive loads, calibrated to several enduse studies. Hot water and lighting based on proprietary algorithms. | Usage | David Hannah / Kris Miller |  | Dave.Hanna@itron.com | Itron |  |  |  |  | Excel, MS Access | Blank | [6 empty] | RESIDENTIAL - Single-Family, Multi-Family |  |  |  |  | Normal weather: http://doe2.com/Download/Weather/TMY2/ | CA 4480 Los Angeles-Long Beach, CA,CA 5775 Oakland, CA,CA 5945 Orange County, CA,CA 6780 Riverside-San Bernardino, CA,CA 6920 Sacramento, CA,CA 7320 San Diego, CA,CA 7360 San Francisco, CA,CA 7400 San Jose, CA,CA 9906 Non-MSA, CA, |  |  | Itron's eShapes are based on prototype buildings and can be run for any of 240 weather stations.
474 | 5 | CA | Inventory of CEC Forecast Load Shapes - Residential | Compilation | CEC | Yes | n/a | D | x |  | Res |  | Pool Pump |  | Pool Pump |  |  | Blank | [6 empty] | CEC Demand Analysis Office and various other sources (see notes.) | [5 empty] | Blank | [15 empty] | The CEC is in the process of updating its 24 hour load shapes. The 24 hour load shapes currently in use come from three main efforts: (1) Load shapes estimated for the original Peak Model (since replaced by the HELM model), from a variety of sources, inc
475 | 5 | CA | Inventory of CEC Forecast Load Shapes - Residential | Compilation | CEC | Yes | n/a | D | x |  | Res |  | Pool Pump |  | Solar Pool Pump |  |  | Blank | [6 empty] | CEC Demand Analysis Office and various other sources (see notes.) | [21 empty] | The CEC is in the process of updating its 24 hour load shapes. The 24 hour load shapes currently in use come from three main efforts: (1) Load shapes estimated for the original Peak Model (since replaced by the HELM model), from a variety of sources, inc
476 | 5 | CA | Inventory of CEC Forecast Load Shapes - Residential | Compilation | CEC | Yes | n/a | D | x |  | Res |  | Pool Pump |  | Spa Pump |  |  | Blank | [6 empty] | CEC Demand Analysis Office and various other sources (see notes.) | [21 empty] | The CEC is in the process of updating its 24 hour load shapes. The 24 hour load shapes currently in use come from three main efforts: (1) Load shapes estimated for the original Peak Model (since replaced by the HELM model), from a variety of sources, inc
477 | 5 | CA | eShapes - Residential | Compilation | Itron | Yes | n/a | D | x |  | Res |  | Pool Pump |  | Electric Pool and Spa Pumps and Heaters | n/a |  | Blank |  | Prototype buildings, doe-2 for weather sensitive loads, calibrated to several enduse studies. Hot water and lighting based on proprietary algorithms. | Usage | David Hannah / Kris Miller |  | Dave.Hanna@itron.com | Itron |  |  |  |  | Excel, MS Access | [7 empty] | RESIDENTIAL - Single-Family, Multi-Family |  |  |  |  | Normal weather: http://doe2.com/Download/Weather/TMY2/ | CA 4480 Los Angeles-Long Beach, CA,CA 5775 Oakland, CA,CA 5945 Orange County, CA,CA 6780 Riverside-San Bernardino, CA,CA 6920 Sacramento, CA,CA 7320 San Diego, CA,CA 7360 San Francisco, CA,CA 7400 San Jose, CA,CA 9906 Non-MSA, CA, |  |  | Itron's eShapes are based on prototype buildings and can be run for any of 240 weather stations.
479 | 5 | CA | Pool Pump Study | LRS | SCE | Yes | 2001 | D | x |  | Res |  | Pool Pump | Other | Pool Pumps | 181 | 181 | 181 | 151-250 | Other -- spot measurements and observations of timer settings, verified with loggers | Usage | Richard Pulliam (SCE) |  | Richard.Pulliam@sce.com | ADM Associates |  |  |  |  | Paper hard copy | [7 empty] | SFR | [5 empty] | All Zones | residential |  | This was a study of pool pumps in all of California. Metered for 1 week only in Summer. Only pool pumps with manual settings were metered. If pool pump had automatic settings, it was not metered, but the settings were surveyed.
480 | 2 | CA | California Commercial End Use Survey (CEUS) | Compilation | CEC | Yes | 2002 | D |  | x | Non-Res |  | Process |  | Process | 2,800 surveys conducted. About 500 with whole premise interval data. About 500 with enduse loggers. Some overlap between the interval data and the logger data. | 2800 | 2800 |  | Billing / Interval / Simulations | Usage | Mark Ciminelli |  | mciminel@energy.state.ca.us | Itron, Inc. | [12 empty] | Small Office, Large Office, Restaurant, Retail, Food Store, Refrigerated Warehouse, Unrefrigerated Warehouse, School, College, Health, Lodging, Miscellaneous. |  |  |  |  | Yes | "Statewide", defined as the service territories of PG&E, SCE, SoCal Gas, SDG&E, SMUD. |  |  | Due to confidentiality restrictions, the CEC cannot make data available other than what is in the published reports. These data can be obtained from the respective utilities.
481 | 2 | CA | Load Shape Disaggregation | Compilation | SDG&E | Yes | 1995 | D |  | x | Non-Res |  | Process |  | process (manufacturing) | 500 to 600 | 500 | 500 |  | Simulations based on whole bldg load and survey data and some end use data. | Usage | Leslie Willoughby (SDG&E) |  | Lwilloughby@semprautilies.com | RER | [17 empty] | Yes |  |  |  | Market end use report - last one in 1995. May update soon.
482 | 5 | CA | LBL End-Use Disaggregation Algorithm (EDA) | Compilation | LBL | Yes |  | D |  | x | Non-Res |  | Process |  | process loads |  |  | Blank |  |  |  | Hashem Akbari |  | H_ Akbari@ LBL. gov | LBL | [21 empty] | This algorithm uses premise load research data as an input and disaggregates it into enduses. Akbari, H., et al., 1993. "Measured Commercial Load Shapes and Energy-Use Intensities and Validation of the LBL End-Use Disaggregation Algorithm", LBL-21193, Ja
485 | 1 | CA | 2004-05 Savings By Design EM&V- PG&E Procurement Add-on Study | Evaluation - Multiyear | PG&E | Yes | 2007 | C |  | x | Non-Res | Commercial & industrial | Process | Process | Process | 40 to 45 | 42 | 42 | 0-50 | DOE2.1e | Usage |  |  |  | RLW Analytics |  |  |  |  | SAS/Access | [7 empty] | CEC building types and industrial process |  |  |  |  | Utility actual year weather | PG&E CEC Zones: 2,3,4,5,12,13,9,10,7,6,8 | Savings By Design, CEC building types and various industrial processes |  | project is not done, will be complete spring 07
486 | 5 | CA | eShapes - Industrial | Compilation | Itron | Yes | n/a | C |  | x | Non-Res | Industrial | Process |  | Process Heating | n/a |  | Blank |  | Prototype buildings, doe-2 for weather sensitive loads, calibrated to several enduse studies. Hot water and lighting based on proprietary algorithms. | Usage | David Hannah / Kris Miller |  | Dave.Hanna@itron.com | Itron | [12 empty] | INDUSTRIAL - Food & Kindred Products, Tobacco Products, Textile Mill Products, Apparel & Other Textile Products, Lumber & Wood Products, Furnitures & Fixtures, Paper & Allied Products, Printing & Publishing, Chemicals & Allied Products, Petroleum & Coal P |  |  |  |  | Normal weather: http://doe2.com/Download/Weather/TMY2/ |  |  |  | Itron's eShapes are based on prototype buildings and can be run for any of 240 weather stations.
489 | 1 | CA | Residential end-use load research study | LRS | PG&E | Yes | 2001 | A | x |  | Res |  | Refrigeration | Appliances | freezers | Appliance-dependent. For example, central AC and clothes dryer each have over 400, but hot tub/sauna have 16 data points. | 400 | 400 | 251-700 | End use metering | Usage | Corina Jump |  | corina.jump@itron.com | Quantum Consulting |  |  |  |  | SAS | [12 empty] | No | service territory | residential sector only
490 | 1 | CA | Residential end-use load research study | LRS | SCE | Yes | 1996 | B | x |  | Res |  | Refrigeration | Appliances | Freezers | 330 | 330 | 330 | 251-700 | End use metering / metered load shapes | Usage | Richard Pulliam (SCE) |  | Richard.Pulliam@sce.com | Quantum Consulting |  |  |  |  | Paper Hard Copy | [12 empty] | It is available | All Zones | All Residential |  | This study ended in 1997. Missing data estimated at about 5%.
491 | 3 | CA | Commercial End-Use Load Research Sample | LRS | SDG&E | Yes | ongoing | C |  | x | Non-Res | Commercial | Refrigeration | Refrigeration | groc store refrigeration | About 150 | 150 | 150 | 51-150 | No load shapes estimated yet | Usage | Leslie Willoughby (SDG&E) |  | Lwilloughby@semprautilies.com | ADM (for meter installations only) |  |  |  |  | SAS | [12 empty] | Yes |  | Sample of "assigned" accounts (large customers that have an account exec assigned to them.) |  | Customers metered are all "assigned" accounts (large customers that have an account exec assigned to them.)
492 | 2 | CA | California Commercial End Use Survey (CEUS) | Compilation | CEC | Yes | 2002 | C |  | x | Non-Res |  | Refrigeration |  | Refrigeration | 2,800 surveys conducted. About 500 with whole premise interval data. About 500 with enduse loggers. Some overlap between the interval data and the logger data. | 2800 | 2800 |  | Billing / Interval / Simulations | Usage | Mark Ciminelli |  | mciminel@energy.state.ca.us | Itron, Inc. | [12 empty] | Small Office, Large Office, Restaurant, Retail, Food Store, Refrigerated Warehouse, Unrefrigerated Warehouse, School, College, Health, Lodging, Miscellaneous. |  |  |  |  | Yes | "Statewide", defined as the service territories of PG&E, SCE, SoCal Gas, SDG&E, SMUD. |  |  | Due to confidentiality restrictions, the CEC cannot make data available other than what is in the published reports. These data can be obtained from the respective utilities.
493 | 5 | CA | Inventory of CEC Forecast Load Shapes - Commercial | Compilation | CEC | Yes | n/a | C |  | x | Non-Res | Commercial | Refrigeration |  | Refrigeration |  |  | Blank | [6 empty] | CEC Demand Analysis Office and various other sources (see notes.) | [12 empty] | Small Office, Large Office, Retail, Restaurant, Food Store, Refrigerated Warehouse, Non-refrigerated Warehouse, School, College, Hospital, Hotel/Motel, Miscellaneous | [8 empty] | The CEC is in the process of updating its 24 hour load shapes. The 24 hour load shapes currently in use come from three main efforts: (1) Load shapes estimated for the original Peak Model (since replaced by the HELM model), from a variety of sources, inc
494 | 5 | CA | LBL End-Use Disaggregation Algorithm (EDA) | Compilation | LBL | Yes |  | D |  | x | Non-Res |  | Refrigeration |  | refrigeration |  |  | Blank |  |  |  | Hashem Akbari |  | H_ Akbari@ LBL. gov | LBL | [21 empty] | This algorithm uses premise load research data as an input and disaggregates it into enduses. Akbari, H., et al., 1993. "Measured Commercial Load Shapes and Energy-Use Intensities and Validation of the LBL End-Use Disaggregation Algorithm", LBL-21193, Ja
495 | 2 | CA | PG&E CEUS 1997 | Compilation | PG&E | Yes | 1994 | C |  | x | Non-Res |  | Refrigeration |  | refrigeration | 2000 | 2000 | 2000 |  | Simulations, calibrated to bills and/or to 8760 load data | Usage | Leslie MacDonald |  | slm5@pge.com | Itron |  |  |  |  | SAS | [7 empty] | offices, restaurants, retail groceries, refrigerated warehouses, schools (K-12) colleges, hospitals, lodging, transportation & utilities, other commercial |  |  |  |  | Utility weather data --half-hour observations going back to 1980's | Utility defined climate zone (?) | applies to all within a sector |  | This dataset was used to generate load shapes provided to E3 in 2004. PG&E does not recommend it be used to refine E3's model. Further, these data are over 10 years old, and may no longer be representative of the current appliance mix in PG&E's service
496 | 2 | CA | Load Shape Disaggregation | Compilation | SDG&E | Yes | 1995 | C |  | x | Non-Res |  | Refrigeration |  | refrigeration | 500 to 600 | 500 | 500 |  | Simulations based on whole bldg load and survey data and some end use data. | Usage | Leslie Willoughby (SDG&E) |  | Lwilloughby@semprautilies.com | RER | [17 empty] | Yes |  |  |  | Market end use report - last one in 1995. May update soon.
497 | 5 | CA | Inventory of CEC Forecast Load Shapes - Residential | Compilation | CEC | Yes | n/a | C | x |  | Res |  | Refrigeration |  | Refrigerator |  |  | Blank | [6 empty] | CEC Demand Analysis Office and various other sources (see notes.) | [21 empty] | The CEC is in the process of updating its 24 hour load shapes. The 24 hour load shapes currently in use come from three main efforts: (1) Load shapes estimated for the original Peak Model (since replaced by the HELM model), from a variety of sources, inc
498 | 1 | CA | Residential end-use load research study | LRS | PG&E | Yes | 2001 | A | x |  | Res |  | Refrigeration | Appliances | refrigerators | Appliance-dependent. For example, central AC and clothes dryer each have over 400, but hot tub/sauna have 16 data points. | 400 | 400 | 251-700 | End use metering | Usage | Corina Jump |  | corina.jump@itron.com | Quantum Consulting |  |  |  |  | SAS | [12 empty] | No | service territory | residential sector only
499 | 1 | CA | Residential end-use load research study | LRS | SCE | Yes | 1996 | B | x |  | Res |  | Refrigeration | Appliances | Refrigerators | 330 | 330 | 330 | 251-700 | End use metering / metered load shapes | Usage | Richard Pulliam (SCE) |  | Richard.Pulliam@sce.com | Quantum Consulting |  |  |  |  | Paper Hard Copy | [12 empty] | It is available | All Zones | All Residential |  | This study ended in 1997. Missing data estimated at about 5%.
500 | 5 | CA | Inventory of CEC Forecast Load Shapes - Residential | Compilation | CEC | Yes | n/a | C | x |  | Res |  | Refrigeration |  | Freezer |  |  | Blank | [6 empty] | CEC Demand Analysis Office and various other sources (see notes.) | [21 empty] | The CEC is in the process of updating its 24 hour load shapes. The 24 hour load shapes currently in use come from three main efforts: (1) Load shapes estimated for the original Peak Model (since replaced by the HELM model), from a variety of sources, inc
501 | 5 | CA | eShapes - Residential | Compilation | Itron | Yes | n/a | C | x |  | Res |  | Refrigeration |  | Freezer | n/a |  | Blank |  | Prototype buildings, doe-2 for weather sensitive loads, calibrated to several enduse studies. Hot water and lighting based on proprietary algorithms. | Usage | David Hannah / Kris Miller |  | Dave.Hanna@itron.com | Itron |  |  |  |  | Excel, MS Access | [7 empty] | RESIDENTIAL - Single-Family, Multi-Family |  |  |  |  | Normal weather: http://doe2.com/Download/Weather/TMY2/ | CA 4480 Los Angeles-Long Beach, CA,CA 5775 Oakland, CA,CA 5945 Orange County, CA,CA 6780 Riverside-San Bernardino, CA,CA 6920 Sacramento, CA,CA 7320 San Diego, CA,CA 7360 San Francisco, CA,CA 7400 San Jose, CA,CA 9906 Non-MSA, CA, |  |  | Itron's eShapes are based on prototype buildings and can be run for any of 240 weather stations.
503 | 5 | CA | eShapes - Residential | Compilation | Itron | Yes | n/a | C | x |  | Res |  | Refrigeration |  | Refrigeration | n/a |  | Blank |  | Prototype buildings, doe-2 for weather sensitive loads, calibrated to several enduse studies. Hot water and lighting based on proprietary algorithms. | Usage | David Hannah / Kris Miller |  | Dave.Hanna@itron.com | Itron |  |  |  |  | Excel, MS Access | [7 empty] | RESIDENTIAL - Single-Family, Multi-Family |  |  |  |  | Normal weather: http://doe2.com/Download/Weather/TMY2/ | CA 4480 Los Angeles-Long Beach, CA,CA 5775 Oakland, CA,CA 5945 Orange County, CA,CA 6780 Riverside-San Bernardino, CA,CA 6920 Sacramento, CA,CA 7320 San Diego, CA,CA 7360 San Francisco, CA,CA 7400 San Jose, CA,CA 9906 Non-MSA, CA, |  |  | Itron's eShapes are based on prototype buildings and can be run for any of 240 weather stations.
504 | 5 | CA | eShapes - Commercial | Compilation | Itron | Yes | n/a | C |  | x | Non-Res | Commercial | Refrigeration |  | Refrigeration | n/a |  | Blank |  | Prototype buildings, doe-2 for weather sensitive loads, calibrated to several enduse studies. Hot water and lighting based on proprietary algorithms. | Usage | David Hannah / Kris Miller |  | Dave.Hanna@itron.com | Itron |  |  |  |  | Excel, MS Access | [7 empty] | COMMERCIAL - Office (Sml, Med, Lge), Retail (Sml, Lge), Restaurant (1, 2, 3-meals), Fast Food (1, 2, 3-meals), Grocery, Convenience, Warehouse (Refrig, Non-Refrigerated), School, College, Hospital, Nursing Home, Hotel, Motel, Religious Worship, Pulbic Ass |  |  |  |  | Normal weather: http://doe2.com/Download/Weather/TMY2/ | CA Daggett, HDD 1918.5 CDD 3004.5,CA Fresno, CA HDD 2418 CDD 1963.5,CA Long Beach, CA HDD 1197.5 CDD 1151,CA Los Angeles, CA HDD 1244 CDD 649,CA Redding, CA HDD 2657 CDD 1787,CA Sacramento, CA HDD 2640.5 CDD 1210.5,CA San Diego, CA HDD 1025 CDD 840.5,CA S |  |  | Itron's eShapes are based on prototype buildings and can be run for any of 240 weather stations.
507 | 1 | CA | Refrigerator Recycling Study | LRS | SCE | Yes | 2005 | A | x |  | Res |  | Refrigeration | Appliances | Refrigerators and Freezers | 240 | 240 | 240 | 151-250 |  | Usage | Taghi Alreza (ADM) |  |  | ADM Associates | 1 to 2 week monitoring period | [18 empty] | Appliance Recycling Program participants |  | Metered each 1 to 2 weeks. Results extrapolated to annual usage.
508 | 5 | CA | Inventory of CEC Forecast Load Shapes - Commercial | Compilation | CEC | Yes | n/a | D |  | x | Non-Res | Commercial | Water heating |  | Domestic Hot Water |  |  | Blank | [6 empty] | CEC Demand Analysis Office and various other sources (see notes.) | [12 empty] | Small Office, Large Office, Retail, Restaurant, Food Store, Refrigerated Warehouse, Non-refrigerated Warehouse, School, College, Hospital, Hotel/Motel, Miscellaneous | [8 empty] | The CEC is in the process of updating its 24 hour load shapes. The 24 hour load shapes currently in use come from three main efforts: (1) Load shapes estimated for the original Peak Model (since replaced by the HELM model), from a variety of sources, inc
509 | 2 | CA | California Commercial End Use Survey (CEUS) | Compilation | CEC | Yes | 2002 | B |  | x | Non-Res |  | Water heating |  | Hot Water | 2,800 surveys conducted. About 500 with whole premise interval data. About 500 with enduse loggers. Some overlap between the interval data and the logger data. | 2800 | 2800 |  | Billing / Interval / Simulations | Usage | Mark Ciminelli |  | mciminel@energy.state.ca.us | Itron, Inc. | [12 empty] | Small Office, Large Office, Restaurant, Retail, Food Store, Refrigerated Warehouse, Unrefrigerated Warehouse, School, College, Health, Lodging, Miscellaneous. |  |  |  |  | Yes | "Statewide", defined as the service territories of PG&E, SCE, SoCal Gas, SDG&E, SMUD. |  |  | Due to confidentiality restrictions, the CEC cannot make data available other than what is in the published reports. These data can be obtained from the respective utilities.
510 | 5 | CA | Inventory of CEC Forecast Load Shapes - Residential | Compilation | CEC | Yes | n/a | B | x |  | Res |  | Water heating |  | Solar Water Heat (backup) |  |  | Blank | [6 empty] | CEC Demand Analysis Office and various other sources (see notes.) | [21 empty] | The CEC is in the process of updating its 24 hour load shapes. The 24 hour load shapes currently in use come from three main efforts: (1) Load shapes estimated for the original Peak Model (since replaced by the HELM model), from a variety of sources, inc
511 | 5 | CA | Inventory of CEC Forecast Load Shapes - Residential | Compilation | CEC | Yes | n/a | B | x |  | Res |  | Water heating |  | Solar Water Heat (pump) |  |  | Blank | [6 empty] | CEC Demand Analysis Office and various other sources (see notes.) | [21 empty] | The CEC is in the process of updating its 24 hour load shapes. The 24 hour load shapes currently in use come from three main efforts: (1) Load shapes estimated for the original Peak Model (since replaced by the HELM model), from a variety of sources, inc
512 | 5 | CA | Inventory of CEC Forecast Load Shapes - Residential | Compilation | CEC | Yes | n/a | B | x |  | Res |  | Water heating |  | Water Heater (multi-family) |  |  | Blank | [6 empty] | CEC Demand Analysis Office and various other sources (see notes.) | [21 empty] | The CEC is in the process of updating its 24 hour load shapes. The 24 hour load shapes currently in use come from three main efforts: (1) Load shapes estimated for the original Peak Model (since replaced by the HELM model), from a variety of sources, inc
513 | 5 | CA | Inventory of CEC Forecast Load Shapes - Residential | Compilation | CEC | Yes | n/a | D | x |  | Res |  | Water heating |  | Water Heater (single family) |  |  | Blank | [6 empty] | CEC Demand Analysis Office and various other sources (see notes.) | [21 empty] | The CEC is in the process of updating its 24 hour load shapes. The 24 hour load shapes currently in use come from three main efforts: (1) Load shapes estimated for the original Peak Model (since replaced by the HELM model), from a variety of sources, inc
514 | 1 | CA | Residential end-use load research study | LRS | PG&E | Yes | 2001 | A | x |  | Res |  | Water heating | DHW | water heaters | Appliance-dependent. For example, central AC and clothes dryer each have over 400, but hot tub/sauna have 16 data points. | 400 | 400 | 251-700 | End use metering | Usage | Corina Jump |  | corina.jump@itron.com | Quantum Consulting |  |  |  |  | SAS | [12 empty] | No | service territory | residential sector only
515 | 2 | CA | Load Shape Disaggregation | Compilation | SDG&E | Yes | 1995 | D |  | x | Non-Res |  | Water heating |  | water heating | 500 to 600 | 500 | 500 |  | Simulations based on whole bldg load and survey data and some end use data. | Usage | Leslie Willoughby (SDG&E) |  | Lwilloughby@semprautilies.com | RER | [17 empty] | Yes |  |  |  | Market end use report - last one in 1995. May update soon.
516 | 1 | CA | 2004-05 Energy Star Homes EM&V | Evaluation - Multiyear | PG&E | Yes | 2005 | C | x |  | Res |  | Water heating | DHW | DHW | 100 Single-Fam homes, 25 multi-family complexes | 125 | 125 | 51-150 | Metered Load Shapes | Usage |  |  |  | RLW Analytics |  |  |  |  | SAS/Access | [7 empty] | Single family and Multi family |  |  |  |  | NOAA | Statewide. CEC Zones: 2,3,4,5,6,7,8,9,10,11,12,13,14,15 | energy star new homes |  | Intervals are 20 minute AC, event data for heating (on/off), 1.5 minute data DHW
517 | 5 | CA | eShapes - Residential | Compilation | Itron | Yes | n/a | C | x |  | Res |  | Water heating |  | Electric Water Heater | n/a |  | Blank |  | Prototype buildings, doe-2 for weather sensitive loads, calibrated to several enduse studies. Hot water and lighting based on proprietary algorithms. | Usage | David Hannah / Kris Miller |  | Dave.Hanna@itron.com | Itron |  |  |  |  | Excel, MS Access | [7 empty] | RESIDENTIAL - Single-Family, Multi-Family |  |  |  |  | Normal weather: http://doe2.com/Download/Weather/TMY2/ | CA 4480 Los Angeles-Long Beach, CA,CA 5775 Oakland, CA,CA 5945 Orange County, CA,CA 6780 Riverside-San Bernardino, CA,CA 6920 Sacramento, CA,CA 7320 San Diego, CA,CA 7360 San Francisco, CA,CA 7400 San Jose, CA,CA 9906 Non-MSA, CA, |  |  | Itron's eShapes are based on prototype buildings and can be run for any of 240 weather stations.
518 | 5 | CA | eShapes - Commercial | Compilation | Itron | Yes | n/a | C |  | x | Non-Res | Commercial | Water heating |  | Electric Water Heater | n/a |  | Blank |  | Prototype buildings, doe-2 for weather sensitive loads, calibrated to several enduse studies. Hot water and lighting based on proprietary algorithms. | Usage | David Hannah / Kris Miller |  | Dave.Hanna@itron.com | Itron |  |  |  |  | Excel, MS Access | [7 empty] | COMMERCIAL - Office (Sml, Med, Lge), Retail (Sml, Lge), Restaurant (1, 2, 3-meals), Fast Food (1, 2, 3-meals), Grocery, Convenience, Warehouse (Refrig, Non-Refrigerated), School, College, Hospital, Nursing Home, Hotel, Motel, Religious Worship, Pulbic Ass |  |  |  |  | Normal weather: http://doe2.com/Download/Weather/TMY2/ | CA Daggett, HDD 1918.5 CDD 3004.5,CA Fresno, CA HDD 2418 CDD 1963.5,CA Long Beach, CA HDD 1197.5 CDD 1151,CA Los Angeles, CA HDD 1244 CDD 649,CA Redding, CA HDD 2657 CDD 1787,CA Sacramento, CA HDD 2640.5 CDD 1210.5,CA San Diego, CA HDD 1025 CDD 840.5,CA S |  |  | Itron's eShapes are based on prototype buildings and can be run for any of 240 weather stations.
521 | 1 | CA | Residential end-use load research study | LRS | PG&E | Yes | 2001 | A | x |  | Res |  | Water heating | DHW | water heating | Appliance-dependent. For example, central AC and clothes dryer each have over 400, but hot tub/sauna have 16 data points. | 400 | 400 | 251-700 | End use metering | Usage | Corina Jump |  | corina.jump@itron.com | Quantum Consulting |  |  |  |  | SAS | [12 empty] | No | service territory | residential sector only
522 | 5 | CA | Inventory of CEC Forecast Load Shapes - Industrial | Compilation | CEC | Yes | n/a | D |  | x | Non-Res | Industrial | Industrial - Process |  | -N/A- |  |  | Blank | [6 empty] | CEC Demand Analysis Office and various other sources (see notes.) | [12 empty] | Industrial Groupings: Oil and Gas Extraction, Mining, Construction, Food and Beverage, Food Processing, Textile Mills, Textile Products, Apparel, Logging and Wood Products, Paper Manufacturing, Pulp, Paper, and Paperboard Mills, Printing, Petroleum and C | [8 empty] | The CEC is in the process of updating its 24 hour load shapes. The 24 hour load shapes currently in use come from three main efforts: (1) Load shapes estimated for the original Peak Model (since replaced by the HELM model), from a variety of sources, inc
523 | 1 | CA | DEER 2001 | Compilation | CEC | Yes | 2001 | A | x | x | Both | Residential, comm, industrial | [5 empty] | Blank |  | DOE 2.1e and Engineering Algorithms | Impact |  |  |  | KEMA
524 | 1 | CA | California Industrial End Use Survey (IEUS) - In progress | Compilation | CEC | No | 2007 | D | x |  | Res | [6 empty] | Blank | [6 empty] | KEMA | [21 empty] | Study currently in progress.
525 | 1 | CA | DEER 2004-5 Database Update | Compilation | CPUC | Yes | 2005 | A | x | x | Both | Residential, comm, industrial | [5 empty] | Blank |  | DOE2.2 simulations | Impact |  |  |  | Itron / KEMA / JJHirsch
526 | 1 | CA | DEER 2004-5 MAS Tool | Compilation | CPUC | Yes | 2005 | A | x | x | Both | Residential, comm, industrial | [5 empty] | Blank |  | DOE2.2 simulations | Usage |  |  |  | JJHirsch
526 | 1 | CA | DEER 2008 Update | Compilation | CPUC | No | 2009 ? | #N/A | x | x | Both | Residential, comm, industrial
527 | 5 | CA | SDG&E 1995 & 1996 Nonresidential New Construction Evaluation | Evaluation | SDG&E | Yes | 1996 | C |  | x | Non-Res |  |  | Blank |  |  |  | Blank |  | Simulations | Usage |  |  |  | Itron | [17 empty] | Yes
528 | 2 | CA | SPP Pilot - Residential customers with CAC | LRS | SDG&E | Yes | ongoing | C | x |  | Res |  | HVAC - Cooling | HVAC |  | 125 | 125 | 125 | 51-150 | No load shapes estimated yet | Usage | Leslie Willoughby (SDG&E) |  | Lwilloughby@semprautilies.com | None |  |  |  |  | SAS | [12 empty] | Yes |  | SPP pilot participants |  | Subset of smart thermostat. Sample size includes 20 controls, which were uses in conjunction with the smart thermostat for control. Because customers are allowed to change rates, at this point all of the customers that were paying more under the rate have
529 | 1 | CA | Analysis of Residential CAC load for the AMI Pilot | LRS | SDG&E | Yes | 2003 | D | x |  | Res |  | HVAC - Cooling | HVAC |  | 160 | 160 | 160 | 151-250 | Metered Load Shapes | Usage | Leslie Willoughby (SDG&E) |  | Lwilloughby@semprautilies.com | BEAR (Ken Parrish) |  |  |  |  | SAS | [12 empty] | Yes |  | Residential Single-Family Homes |  | Used res A/C sample installed in 1991/1992, but created new weights to expand to 2003.
530 | 1 | CA | 2007 Residential HVAC Program Evaluation | Evaluation | SMUD | Yes | 2007 | D | x |  | Res | Non-participants | HVAC - Cooling | HVAC | baseline | 50 | 50 | 50 | 0-50 | Both | Usage | Wim | Bos |  |  | 6-12 months | Other commercial data logger | 15 minute | Yes | SAS and Excel | 1 Readily accessible | No | [14 empty] | 60 Participant, 50 Non-participant comprehensive testing and season long metering, 1500 mass-market surveys
531 | 1 | CA | 2007 Residential HVAC Program Evaluation | Evaluation | SMUD | Yes | 2007 | D | x |  | Res | Program Participants | HVAC - Cooling | HVAC | Quality Install HiEff A/C | 60 | 60 | 60 | 51-150 | Both | Both | Wim | Bos |  |  | 6-12 months | Other commercial data logger | 15 minute | Yes | SAS and Excel | 1 Readily accessible | No | [14 empty] | 60 Participant, 50 Non-participant comprehensive testing and season long metering, 1500 mass-market surveys
532 | 1 | CA | 2006-08 CPUC Residential New Construction Ev. | Evaluation - Multiyear | PG&E/CPUC | No | 2010 | D | x |  | Res | New construction (non-participants) | HVAC - Cooling | HVAC | baseline - NC |  |  | Blank | Blank | Both |  | Ayat | Osman |  |  | 1 year study | Other commercial data logger | 30 minute | Yes | SAS and Excel | 3 | No
533 | 1 | CA | 2006-08 CPUC Residential New Construction Ev. | Evaluation - Multiyear | PG&E/CPUC | No | 2010 | D | x |  | Res | New construction (pgm participants) | HVAC - Cooling | HVAC | Res New Construction |  |  | Blank | Blank | Both |  | Ayat | Osman |  |  | 1 year study | Other commercial data logger | 30 minute | Yes | SAS and Excel | 3 | No
534 | 1 | CA | 2004-05 Energy Star New Homes Evaluation | Evaluation - Multiyear | PG&E/CPUC | Yes | 2006 | D | x |  | Res |  | HVAC - Cooling | HVAC | Res New Construction | 300 | 300 | 300 | 251-700 | Both |  | Robert | Kasman |  |  | 1 year study | Other commercial data logger | 30 minute | Yes | SAS and Excel | 3 | No
535 | 1 | CA | 2006-08 CPUC Residential New Construction Ev. | Evaluation - Multiyear | PG&E/CPUC | No | 2010 | D | x |  | Res | New construction (non-participants) | HVAC - Heating | HVAC | baseline - NC |  |  | Blank | Blank | Both |  | Ayat | Osman |  |  | 1 year study | Other commercial data logger | 30 minute | Yes | SAS and Excel | 3 | No
536 | 1 | CA | 2006-08 CPUC Residential New Construction Ev. | Evaluation - Multiyear | PG&E/CPUC | No | 2010 | D | x |  | Res | New construction (pgm participants) | HVAC - Heating | HVAC | Res New Construction |  |  | Blank | Blank | Both |  | Ayat | Osman |  |  | 1 year study | Other commercial data logger | 30 minute | Yes | SAS and Excel | 3 | No
537 | 1 | CA | 2004-05 Energy Star New Homes Evaluation | Evaluation - Multiyear | PG&E/CPUC | Yes | 2006 | D | x |  | Res |  | HVAC - Heating | HVAC | Res New Construction | 300 | 300 | 300 | 251-700 | Both |  | Robert | Kasman |  |  | 1 year study | Other commercial data logger | 30 minute | Yes | SAS and Excel | 3 | No
538 | 1 | CA | 2003, 2004, 2005 Energy Smart Thermostat Study | Evaluation | SCE | Yes | 2005 | C |  | x | Non-Res |  | HVAC - Cooling | HVAC | Programmable Thermostat Setbacks | 100 | 100 | 100 | 51-150 | Metered |  | Mark | Martinez |  |  | 2-6 months | Custom data logger | 15 minute |  |  | 3 | Yes
539 | 1 | CA | 2007 Residential HVAC Program Evaluation | Evaluation | SMUD | Yes | 2007 | C | x |  | Res |  | Indoor Temperature | HVAC | Quality Install HiEff A/C | 110 | 110 | 110 | 51-150 | Metered | Usage | Wim | Bos |  |  | 6-12 months | Other commercial data logger | 15 minute | Yes | SAS and Excel | 1 Readily accessible | No | [14 empty] | 60 Participant, 50 Non-participant comprehensive testing and season long metering, 1500 mass-market surveys
540 | ??? | NW | 2005 PSE Lighting Program Evaluation | Evaluation | Puget Sound Energy (PSE) | Yes | 2006 | D | x |  | Res |  | Outdoor Temperature | HVAC | Quality Install HiEff A/C | 110 | 110 | 110 | 51-150 | Metered |  | Eric | Brateng |  |  | 6-12 months | Other commercial data logger | 15 minute | Yes | SAS and Excel | 1 Readily accessible | No | [14 empty] | 60 Participant, 50 Non-participant comprehensive testing and season long metering, 1500 mass-market surveys
541 | 1 | CA | Residential Plug Load Study | LRS | LBNL/Ecos | Yes | 2006 | B | x |  | Res |  | Plug Load | Appliances | Televisions | 75 |  | Blank | 75-150 | Metered | Usage | Bruce | Nordman |  |  | <2 months | Commercial true power logger | <5 minutes | Yes | SAS and Excel | 1 Readily accessible | No | [14 empty] | 300 surveys, 75 site visits with over 1300 products metered
542 | 1 | CA | Residential Plug Load Study | LRS | LBNL/Ecos | Yes | 2006 | B | x |  | Res |  | Plug Load | Appliances | Set top boxes | 75 |  | Blank | 75-150 | Metered | Usage | Bruce | Nordman |  |  | <2 months | Commercial true power logger | <5 minutes | Yes | SAS and Excel | 1 Readily accessible | No | [14 empty] | 300 surveys, 75 site visits with over 1300 products metered
543 | 1 | CA | Residential Plug Load Study | LRS | LBNL/Ecos | Yes | 2006 | B | x |  | Res |  | Plug Load | Appliances | Computers/etc. | 75 |  | Blank | 75-150 | Metered | Usage | Bruce | Nordman |  |  | <2 months | Commercial true power logger | <5 minutes | Yes | SAS and Excel | 1 Readily accessible | No | [14 empty] | 300 surveys, 75 site visits with over 1300 products metered
544 | 1 | CA | Residential Plug Load Study | LRS | LBNL/Ecos | Yes | 2006 | B | x |  | Res |  | Plug Load | Appliances | Others | 75 |  | Blank | 75-150 | Metered | Usage | Bruce | Nordman |  |  | <2 months | Commercial true power logger | <5 minutes | Yes | SAS and Excel | 1 Readily accessible | No | [14 empty] | 300 surveys, 75 site visits with over 1300 products metered
545 | 5 | CA | Residential Plug Load Study | LRS | CEC | Yes | 2007 | D |  | x | Commercial | commercial | Plug Load | Appliances |  | 50 | 50 | 50 | 0-50 | Metered | Usage | Chris | Calwell |  |  |  | Commercial true power logger | <5 minutes | Yes | SAS and Excel | 1 Readily accessible | No | [14 empty] | Case study of plug loads in small offices - 15 sites
546 | 1 | CA | 2007 Residential HVAC Program Evaluation | Evaluation | SMUD | Yes | 2007 | B | x |  | Res |  | Return Air Temperature | HVAC | Quality Install HiEff A/C | 110 | 110 | 110 | 51-150 | Metered | Usage | Wim | Bos |  |  | 6-12 months | Other commercial data logger | 15 minute | Yes | SAS and Excel | 1 Readily accessible | No | [14 empty] | 60 Participant, 50 Non-participant comprehensive testing and season long metering, 1500 mass-market surveys
547 | 1 | CA | 2006-08 CPUC Residential New Construction Ev. | Evaluation - Multiyear | PG&E/CPUC | No | 2010 | B | x |  | Res | New construction (non-participants) | Water heating | DHW | baseline - NC |  |  | Blank | Blank | Both |  | Ayat | Osman |  |  | 1 year study | Other commercial data logger | <5 minutes | Yes | SAS and Excel | 3 | No
548 | 1 | CA | 2006-08 CPUC Residential New Construction Ev. | Evaluation - Multiyear | PG&E/CPUC | No | 2010 | B | x |  | Res | New construction (pgm participants) | Water heating | DHW | Res New Construction |  |  | Blank | Blank | Both |  | Ayat | Osman |  |  | 1 year study | Other commercial data logger | <5 minutes | Yes | SAS and Excel | 3 | No
549 | 1 | CA | 2004-05 Energy Star New Homes Evaluation | Evaluation - Multiyear | PG&E/CPUC | Yes | 2006 | B | x |  | Res |  | Water heating | DHW | Res New Construction | 300 | 300 | 300 | 251-700 | Both |  | Robert | Kasman |  |  | 1 year study | Other commercial data logger | <5 minutes | Yes | SAS and Excel | 3 | No
550 | 1 | CA | 2004-05 Savings by Design Evaluation | Evaluation - Multiyear | Bonneville Power Administration | Yes | 2006 | B |  | x | Non-Res |  | Lighting - Interior | Lighting | High efficiency and controls |  | 34 | 34 | 0-50 |  |  | Jason | Meyer |  |  | 2-3 weeks |  | 15 minutes |  | Excel and CSV |  | Yes | [14 empty] | Data was used to calibrate simulation models. Did capture summer cooling loads
550 | 2 | NW | Limited Hourly Metering Pilot | Evaluation | Bonneville Power Administration | Yes | 2006 | B | x |  | Res | Single-family | Water heating | DHW | Direct load control | 100 | 100 | 100 | 51-150 | Metered | Impact | Ottie | Naburs |  |  | 1 year study | Don't know | 15 minutes | Yes | MS Access | 2 | No | Don't know | Don't know | Don't know | Don't know | Don't know | Don't know | Don't know | Don't know | Don't know | Don't know | Don't know | Don't know | Don't know | Yes, could likely provide at no cost | Metered total house load and broke the water heating out instead of measuring
551 | 1 | CA | 2004-05 Savings by Design Evaluation | Evaluation - Multiyear | Bonneville Power Administration | Yes | 2006 | B |  | x | Non-Res |  | HVAC | HVAC | Packaged HVAC |  | 22 | 22 | 0-50 |  |  | Jason | Meyer |  |  | 2-3 weeks |  | 15 minutes |  | Excel and CSV |  | Yes
551 | 2 | NW | Limited Hourly Metering Pilot | Evaluation | Bonneville Power Administration | Yes | 2006 | D |  | x | Non-Res | library, hotel, bank | Water heating | DHW | Direct load control | 4 | 4 | 4 | 0-50 | Both | Impact | Ottie | Naburs |  |  | 1 year study | Don't know | 15 minutes | Yes | MS Access | 2 | Yes | Don't know | Don't know | Don't know | Don't know | Don't know | Don't know | Don't know | Don't know | Don't know | Don't know | Don't know | Don't know | Don't know | Yes, could likely provide at no cost | Did develop some load shapes for the hotel
552 | 1 | CA | 2004-05 Savings by Design Evaluation | Evaluation - Multiyear | Bonneville Power Administration | Yes | 2006 | B |  | x | Non-Res |  | HVAC - Cooling | HVAC | Chillers, chillers with VSD |  | 6 | 6 | 0-50 |  |  | Jason | Meyer |  |  | 2-3 weeks |  | 15 minutes |  | Excel and CSV |  | Yes
552 | 2 | NW | Limited Hourly Metering Pilot | Evaluation | Bonneville Power Administration | Yes | 2006 | B | x |  | Res |  | HVAC - Cooling | HVAC | Direct load control | 100 | 100 | 100 | 51-150 | Metered | Impact | Ottie | Naburs |  |  | 1 year study | Don't know | 15 minutes | Yes | MS Access | 2 | No | Don't know | Don't know | Don't know | Don't know | Don't know | Don't know | Don't know | Don't know | Don't know | Don't know | Don't know | Don't know | Don't know | Yes, could likely provide at no cost | Metered total house load and broke the water heating out instead of measuring
553 | 1 | CA | 2004-05 Savings by Design Evaluation | Evaluation - Multiyear | Bonneville Power Administration | Yes | 2006 | D |  | x | Non-Res |  | HVAC - Cooling | HVAC | Chilled water supply return pumps |  | 6 | 6 | 0-50 |  |  | Jason | Meyer |  |  | 2-3 weeks |  | 15 minutes |  | Excel and CSV |  | Yes
553 | 2 | NW | Limited Hourly Metering Pilot | Evaluation | Bonneville Power Administration | Yes | 2006 | D |  | x | Non-Res | library, hotel, bank | HVAC - Cooling | HVAC | Direct load control | 4 | 4 | 4 | 0-50 | Both | Impact | Ottie | Naburs |  |  | 1 year study | Don't know | 15 minutes | Yes | MS Access | 2 | Yes | Don't know | Don't know | Don't know | Don't know | Don't know | Don't know | Don't know | Don't know | Don't know | Don't know | Don't know | Don't know | Don't know | Yes, could likely provide at no cost | Did develop some load shapes for the hotel
554 | 1 | CA | 2004-05 Savings by Design Evaluation | Evaluation - Multiyear | SCE/CPUC | Yes | 2006 | D |  | x | Non-Res |  | HVAC - Cooling | HVAC | VSD on chilled water pumps |  | 6 | 6 | 0-50 |  |  | Jason | Meyer |  |  | 2-3 weeks |  | 15 minutes |  | Excel and CSV |  | Yes
555 | 1 | CA | 2004-05 Savings by Design Evaluation | Evaluation - Multiyear | SCE/CPUC | Yes | 2006 | D |  | x | Non-Res |  | HVAC - Heating | HVAC | VSD on boiler pumps |  | 6 | 6 | 0-50 |  |  | Jason | Meyer |  |  | 2-3 weeks |  | 15 minutes |  | Excel and CSV |  | Yes
556 | 1 | CA | 2004-05 Savings by Design Evaluation | Evaluation - Multiyear | SCE/CPUC | Yes | 2006 | D |  | x | Non-Res |  | HVAC - Heating | HVAC | High efficiency boilers and VSDs |  |  | Blank | Blank |  |  | Jason | Meyer |  |  | 2-3 weeks |  | 15 minutes |  | Excel and CSV |  | Yes
557 | 1 | CA | 2004-05 Savings by Design Evaluation | Evaluation - Multiyear | SCE/CPUC | Yes | 2006 | D |  | x | Non-Res |  | HVAC - Cooling | HVAC | Water cooled condensers |  | 5 | 5 | 0-50 |  |  | Jason | Meyer |  |  | 2-3 weeks |  | 15 minutes |  | Excel and CSV |  | Yes
558 | 1 | CA | 2004-05 Savings by Design Evaluation | Evaluation - Multiyear | SCE/CPUC | Yes | 2006 | D |  | x | Non-Res |  | HVAC - Ventilation | HVAC | Fans with VSDs |  |  | Blank | Blank |  |  | Jason | Meyer |  |  | 2-3 weeks |  | 15 minutes |  | Excel and CSV |  | Yes
559 | 1 | CA | 2004-05 Savings by Design Evaluation | Evaluation - Multiyear | SCE/CPUC | Yes | 2006 | D |  | x | Non-Res |  | HVAC - Ventilation | HVAC | Air handler supply & return VSDs |  | 6 | 6 | 0-50 |  |  | Jason | Meyer |  |  | 2-3 weeks |  | 15 minutes |  | Excel and CSV |  | Yes
560 | 1 | CA | 2004-05 Savings by Design Evaluation | Evaluation - Multiyear | SCE/CPUC | Yes | 2006 | D |  | x | Non-Res |  | Refrigeration | Refrigeration | Refrigeration evaporator fans |  | 5 | 5 | 0-50 |  |  | Jason | Meyer |  |  | 2-3 weeks |  | 15 minutes |  | Excel and CSV |  | Yes
561 | 1 | CA | 2004-05 Savings by Design Evaluation | Evaluation - Multiyear | SCE/CPUC | Yes | 2006 | D |  | x | Non-Res |  | Refrigeration | Refrigeration | Refrigeration compressors |  | 5 | 5 | 0-50 |  |  | Jason | Meyer |  |  | 2-3 weeks |  | 15 minutes |  | Excel and CSV |  | Yes
562 | 1 | CA | 2004-05 Savings by Design Evaluation | Evaluation - Multiyear | SCE/CPUC | Yes | 2006 | D |  | x | Non-Res |  | Compressed air | Process |  |  | 6 | 6 | 0-50 |  |  | Jason | Meyer |  |  | 2-3 weeks |  | 15 minutes |  | Excel and CSV |  | Yes
563 | 1 | CA | 2004-05 Savings by Design Evaluation | Evaluation - Multiyear | SCE/CPUC | Yes | 2006 | B |  | x | Non-Res |  | Industrial - Process | Process |  |  | 48 | 48 | 0-50 |  |  | Jason | Meyer |  |  | 2-3 weeks |  | 15 minutes |  | Excel and CSV |  | Yes
564 | 1 | CA | 2006-08 CPUC Savings by Design Evaluation | Evaluation - Multiyear | SCE/CPUC | No | 2010 | IP |  | x | Non-Res |  | Whole building |  |  | 150 | 150 | 150 |  | Both | Impact | Ayat | Osman |  |  | 2-3 weeks | TOU lighting loggers and power meters |  |  | Access | 1 Readily accessible | Yes | [13 empty] | Yes, load shapes
565 | 1 | CA | 2006-08 CPUC Savings by Design Evaluation | Evaluation - Multiyear | SCE/CPUC | No | 2010 | IP |  | x | Non-Res |  | Lighting - Interior | Lighting | High efficiency and controls | 76 | 76 |  |  | Both | Impact | Ayat | Osman |  |  | 2-3 weeks | TOU lighting loggers and power meters |  |  | Access | 1 Readily accessible | Yes |  |  | Yes | Yes |  |  |  |  | Yes | Yes, occupancy patterns | Yes | Yes |  | Yes, load shapes
566 | 1 | CA | 2006-08 CPUC Savings by Design Evaluation | Evaluation - Multiyear | SCE/CPUC | No | 2010 | IP |  | x | Non-Res |  | HVAC - Cooling | HVAC | High efficiency A/C | 87 | 87 |  |  | Both | Impact | Ayat | Osman |  |  | 2-3 weeks | TOU lighting loggers and power meters |  |  | Access | 1 Readily accessible | Yes |  |  | Yes | Yes |  |  |  |  | Yes | Yes, occupancy patterns | Yes | Yes |  | Yes, load shapes
567 | 1 | CA | 2006-08 CPUC Savings by Design Evaluation | Evaluation - Multiyear | SCE/CPUC | No | 2010 | IP |  | x | Non-Res |  | Industrial - Process | Process |  | 90 | 90 |  |  | Both | Impact | Ayat | Osman |  |  | 2-3 weeks | TOU lighting loggers and power meters |  |  | Access | 1 Readily accessible | Yes |  |  | Yes | Yes |  |  |  |  | Yes | Yes, occupancy patterns | Yes | Yes |  | Yes, load shapes
568 | 1 | CA | 2006-08 CPUC Savings by Design Evaluation | Evaluation - Multiyear | SCE/CPUC | No | 2011 | IP |  | x | Non-Res |  | HVAC - Heating | HVAC | Furnace | 6 | 6 |  |  | Both | Impact | Ayat | Osman |  |  | 2-3 weeks | TOU lighting loggers and power meters |  |  | Access | 1 Readily accessible | Yes |  |  | Yes | Yes |  |  |  |  | Yes | Yes, occupancy patterns | Yes | Yes |  | Yes, load shapes
13 | 1 | NE | 2005 Coincidence Factor Study | Compilation | United Illuminating and CL&P for the ECMB | Yes | 2007 | B |  | x | Non-Res | Commercial; Industrial | Lighting - Interior |  |  | 907 | 907 | 907 |  | Metered |  | David | Duda | david.duda@kema.com |  | Multi-year study |  |  | Yes | Excel data files | 1 Readily accessible | Yes | Don't know | Don't know | Don't know | Don't know | Don't know | Don't know | Don't know | Don't know | Don't know | Don't know | Don't know | Don't know |  | Yes, could likely provide at no cost | Consists of various past studies, there is not believed to be a high degree of precision associated with this data.
14 | 1 | NE | 2005 Coincidence Factor Study | Compilation | United Illuminating and CL&P for the ECMB | Yes | 2007 | B |  | x | Non-Res | Commercial; Industrial | Motors - Drives |  |  | 26 | 26 | 26 |  | Metered |  | David | Duda | david.duda@kema.com |  | Multi-year study |  |  | Yes | Excel data files | 1 Readily accessible | Yes | Don't know | Don't know | Don't know | Don't know | Don't know | Don't know | Don't know | Don't know | Don't know | Don't know | Don't know | Don't know |  | Yes, could likely provide at no cost | Consists of various past studies, there is not believed to be a high degree of precision associated with this data.
15 | 1 | NE | 2005 Coincidence Factor Study | Compilation | United Illuminating and CL&P for the ECMB | Yes | 2007 | B |  | x | Non-Res | Commercial; Industrial | Occupancy Sensors |  |  | 188 | 188 | 188 |  | Metered |  | David | Duda | david.duda@kema.com |  | Multi-year study |  |  | Yes | Excel data files | 1 Readily accessible | Yes | Don't know | Don't know | Don't know | Don't know | Don't know | Don't know | Don't know | Don't know | Don't know | Don't know | Don't know | Don't know |  | Yes, could likely provide at no cost | Consists of various past studies, there is not believed to be a high degree of precision associated with this data.
15 | 1 | NE | 2005 Coincidence Factor Study | Compilation | United Illuminating and CL&P for the ECMB | Yes | 2007 | B |  | x | Non-Res | Commercial; Industrial | HVAC - Other |  |  | unknown | unknown | unknown |  | Metered |  | David | Duda | david.duda@kema.com |  | Multi-year study |  |  | Yes | Excel data files | 1 Readily accessible | Yes | Don't know | Don't know | Don't know | Don't know | Don't know | Don't know | Don't know | Don't know | Don't know | Don't know | Don't know | Don't know |  | Yes, could likely provide at no cost | Consists of various past studies, there is not believed to be a high degree of precision associated with this data.
150 | 1 | NE | MassSAVE Impact Study | Evaluation | Unitil | Yes | 2007 | B | x |  | Res | Single-family | Lighting - Interior | Lighting |  | 171 | 171 | 171 | 151-250 | Metered | Impact | David | Duda | david.duda@kema.com |  | Don't know | Lighting and Refr Loggers | Don't know | Don't know |  |  |  | Don't know | Don't know | Don't know | Don't know | Don't know | Don't know | Don't know | Don't know | Don't know | Don't know | Don't know | Don't know |  |  | 0
568 | 1 | CA | 2006-08 CPUC Savings by Design Evaluation | Evaluation - Multiyear | SCE/CPUC | No | 2011 | IP |  | x | Non-Res |  | Compressed air | Compressed air |  | 6 | 6 |  |  | Both | Impact | Ayat | Osman |  |  | 2-3 weeks | TOU lighting loggers and power meters |  |  | Access | 1 Readily accessible | Yes |  |  | Yes | Yes |  |  |  |  | Yes | Yes, occupancy patterns | Yes | Yes |  | Yes, load shapes
568 | 1 | CA | 2006-08 CPUC Savings by Design Evaluation | Evaluation - Multiyear | SCE/CPUC | No | 2011 | IP |  | x | Non-Res |  | HVAC - Ventilation | HVAC |  | 32 | 32 |  |  | Both | Impact | Ayat | Osman |  |  | 2-3 weeks | TOU lighting loggers and power meters |  |  | Access | 1 Readily accessible | Yes |  |  | Yes | Yes |  |  |  |  | Yes | Yes, occupancy patterns | Yes | Yes |  | Yes, load shapes
568 | 1 | CA | 2006-08 CPUC Savings by Design Evaluation | Evaluation - Multiyear | SCE/CPUC | No | 2011 | IP |  | x | Non-Res |  | Refrigeration | Refrigeration |  | 10 | 10 |  |  | Both | Impact | Ayat | Osman |  |  | 2-3 weeks | TOU lighting loggers and power meters |  |  | Access | 1 Readily accessible | Yes |  |  | Yes | Yes |  |  |  |  | Yes | Yes, occupancy patterns | Yes | Yes |  | Yes, load shapes
600 | 3 | Other | Residential end-use database | LRS | Austin Energy | Yes | early 1990s | D | x |  | Res |  | HVAC - Heating | HVAC | [5 empty] | Metered | Usage | [6 empty] | 15 minutes |  |  | 4 | [14 empty] | Probably not | Proprietary residential end use database of 15 minute interval data created during early 1990s in Austin, Texas
600 | 3 | Other | Residential end-use database | LRS | Austin Energy | Yes | early 1990s | D | x |  | Res |  | Water heating | [6 empty] | Metered | Usage | [6 empty] | 15 minutes |  |  | 4 | [14 empty] | Probably not | Proprietary residential end use database of 15 minute interval data created during early 1990s in Austin, Texas
600 | 3 | Other | Residential end-use database | LRS | Austin Energy | Yes | early 1990s | D | x |  | Res |  | HVAC - Cooling | HVAC | [5 empty] | Metered | Usage | [6 empty] | 15 minutes |  |  | 4 | [14 empty] | Probably not | Proprietary residential end use database of 15 minute interval data created during early 1990s in Austin, Texas
600 | 3 | Other | Residential end-use database | LRS | Austin Energy | Yes | early 1990s | D | x |  | Res |  | Appliances | Appliances | [5 empty] | Metered | Usage | [6 empty] | 15 minutes |  |  | 4 | [14 empty] | Probably not | Proprietary residential end use database of 15 minute interval data created during early 1990s in Austin, Texas
Note on U283: Data were collected for purposes other than developing an end-use load shape, but can be used for this purpose as well.
Note on U415: Data were collected for purposes other than developing an end-use load shape, but can be used for this purpose as well.
Note on U347: Data were collected for purposes other than developing an end-use load shape, but can be used for this purpose as well.
Note on U305: Data were collected for purposes other than developing an end-use load shape, but can be used for this purpose as well.
Note on U341: Data were collected for purposes other than developing an end-use load shape, but can be used for this purpose as well.
Note on U319: Data were collected for purposes other than developing an end-use load shape, but can be used for this purpose as well.
Note on U320: Data were collected for purposes other than developing an end-use load shape, but can be used for this purpose as well.
Note on U323: Data were collected for purposes other than developing an end-use load shape, but can be used for this purpose as well.
Note on U354: Data were collected for purposes other than developing an end-use load shape, but can be used for this purpose as well.
Note on U355: Data were collected for purposes other than developing an end-use load shape, but can be used for this purpose as well.
Note on U448: Data were collected for purposes other than developing an end-use load shape, but can be used for this purpose as well.