## TRM_MCS_measures
TRM Measure | BGE Incentive Categories (as of Feb 2017) | Itron Recommendations |  |  | Mid Atlantic TRM V.6 |  |  | References
|  | Discussion | BGE Measure Recommendations | TRM V.7 Recommended Values | Baselines | Incremental Costs | Incremental Costs Sources | CA IOU WorkPapers | Itron Incremental Cost Non-Regression (2017 $) | O&M Benefits | Notes
LED 1x4, 2x2, and 2x4 Luminaires and Retrofit Kits - Comm | See BGE_Rebate_Measure_Costs | TRM currently does not provide IMC incremental costs, except for illustration. Consider using values compiled from CA IOU Workpaper adjusted for inflation -- average incremental costs for time of sale units is $20 and for early replacement is $70. Recommended values by wattage, length and number of lamps are provided in Itron_CA_IOU_LEDYxZLuminaires. | See BGE_Rebate_Measure_Costs | See Itron_CA_IOU_LEDYxZLuminaires | "Eligible applications include time of sale or new construction and retrofits applications....Typical baseline technologies include fluorescent T8 fixtures. For time of sale applications, the baseline condition will vary depending upon the specific characteristics of the fixtures installed (e.g. number of lamps)." | Incremental costs should be determined on a site-specific basis depending on the actual baseline and efficient equipment. For examples, the incremental costs are approximately $100 for 1x4 (4,600 mean system lumens), $75 for 2x2 (4,100 mean system lumens), and $125 for 2x4 (6,900 mean system lumens) luminaires. | Mid A Source: Efficiency Vermont Technical Reference User Manual No. 2013-82.5, August 2013. | See CA_IOU_LED | NA |  | IMCs for each of the BGE measure categories have also been calculated, and identified in the tab, "BGE_Rebate_Measure_Costs".
LED Exit Sign | No incentives for LED exit signs are specificed on BGE website, but they are reportedly included in some Custom program projects. | TRM V. 6 value ($35) is reasonable. | Use TRM V.6 value | NA | Retrofit Measure | $35 per unit, including $25 for equipment and $15 for labor. | Based on pricing at http://www.exitlightco.com/Exit_Signs and http://www.simplyexitsigns.com, with labor data from RS Means 2008.
LED Refrigerated Case - Door Case | New refrigerated LED display case luminaire installed in reach-in coolers/freezers: $30/fixture. See BGE_Rebate_Measure_Costs | TRM values appear reasonable based on California Work Papers cost range range. Consider using Itron values of $23/foot for time of sale and $31/foot for retrofit (note, these do not include a labor cost component). If current TRM categories (vertical versus horizontal) are preferred, simply adjust current TRM values for inflation. | $23/foot for time of sale and $31/foot for retrofit. If TRM V.6 categories are preferred, use: Vertical – Center @ $30/ft, Vertical – End @ $22/ft, and Horizontal @ $23/ft (these values are simply current TRM values with 3 years of inflation at 1.9%). See Itron_CA_IOU_RefCaseLED. | See Itron_CA_IOU_RefCaseLED. | The baseline equipment is assumed to be T8 or T12HO linear fluorescent lamps. May be time of sale or retrofit. | Vertical – Center $28.43/ft. Vertical – End $21.10/ft. Horizontal $21.55/ft. | Mid A Source: Navigant. May 2014. Incremental Cost Study Phase Three Final Report. Prepared for NEEP Regional Evaluation, Measurement & Verification Forum | N/A | 235.3559 |  | Not directly comparable Mid-A TRM cons in terms per ft. Itron Cost In terms of per fixture. Materials =$178.05, Labor = $40.24, buildup estimate = $218.29 - 2014 dollars
LED Refrigerated Case - Open Case | [7 empty] | See Itron CA IOU LED Refrigerator Case Lighting | 269.4074 |  | Not directly comparable Mid-A TRM cons in terms per ft. Itron Cost In terms of per fixture. Materials =$219.17, Labor = $30.74, buildup estimate = $249.87 - 2014 dollars
LED Outdoor Pole/Arm- or Wall-Mounted Area and Roadway Lighting Luminaires and Retrofit Kits | See BGE_Rebate_Measure_Costs | TRM currently uses Maine TRM 2010 version. Consider using Itron values based on California IOU Work Papers, which were developed November 2016 | See BGE_Rebate_Measure_Costs | See Itron_CA_IOU_OutdoorLED | Eligible applications include time of sale or new construction and retrofit applications. The baseline condition is defined as an outdoor pole/arm- or wall-mounted luminaire with a high intensity discharge light-source. Typical baseline technologies include metal halide (MH) and high pressure sodium (HPS) lamps. | See MidA TRM Outdoor Area and Road LED IMC | Efficiency Maine Technical Reference User Manual No.2010-1, 2010. | See Itron_CA_IOU_OutdoorLED | NA |  | IMCs for each of the BGE measure categories have also been calculated, and identified in the tab, "BGE_Rebate_Measure_Costs".
LED Parking Garage/Canopy Luminaires and Retrofit Kits - Comm | See BGE_Rebate_Measure_Costs | TRM currently uses Maine TRM 2010 version. Consider using Itron values based on California IOU Work Papers, which were developed November 2016 | See BGE_Rebate_Measure_Costs | See Itron_CA_IOU_OutdoorLED | Eligible applications include time of sale or new construction and retrofit applications. | Incremental Cost Average of All Categories $343. | Maine Technical Reference User Manual No.2010-1, 2010. | NA | NA |  | IMCs for each of the BGE measure categories have also been calculated, and identified in the tab, "BGE_Rebate_Measure_Costs".
LED High-Bay Luminaires and Retrofit Kits | See BGE_Rebate_Measure_Costs | TRM currently does not provide IMC incremental costs. Consider using Itron values based on California IOU Work Papers, which were developed November 2016 | See BGE_Rebate_Measure_Costs | See Itron_CA_IOU_LED_High&LowBay | Eligible applications include time of sale or new construction luminaires and retrofit kits installed at a minimum height of 20 feet. | "Incremental costs should be determined on a site-specific basis depending on the actual baseline and efficient equipment. For the illustrative example, the incremental cost is approximately $200." | Mid A Source: Efficiency Vermont Technical Reference User Manual No. 2013-82.5, August 2013. Note from Maine TRM "C&I Prescriptive parameter values are deemed based on analysis of program data. They represent expected weighted averages for each measure type."- pulled from version 2017.4 Maine TRM (could not find 2010 TRM on Efficiency Maine's website. | See Itron_CA_IOU_LEDHighBay | NA |  | IMCs for each of the BGE measure categories have also been calculated, and identified in the tab, "BGE_Rebate_Measure_Costs".
Solid State Lighting (LED) Recessed Downlight Luminaire | BGE offers $7 instant discounts for LED BR (20/30/40) lamps and LED R (20/30/40) lamps; $8 discounts for LED MR16 lamps; | Consider using Itron values based on California IOU Work Papers, which were developed 2017 | See Itron_CA_IOU_RcssdDwnLght_LED | See Itron_CA_IOU_RcssdDwnLght_LED |  | If the implementation strategy allows the collection of actual costs, or an appropriate average, then that should be used. If not, the incremental cost for this measure is assumed to be $36 | MidA: Based on VEIC product review, April 2015. Baseline bulbs available in $3-$5 range, and SSL bulbs available in $20-$60 range. Incremental cost of $36 therefore assumed ($4 for the baseline bulb and $40 for the SSL). Note, this product is likely to fall rapidly in cost, so this should be reviewed frequently. | See Itron_CA_IOU_RcssdDwnLght_LED | NA |  | IMCs for each of the BGE measure categories have also been calculated, and identified in the tab, "BGE_Rebate_Measure_Costs".
ENERGY STAR Integrated Screw Based SSL (LED) Lamp | BGE offers instant discounts for LED A19 lamps ($6), LED A21 lamps ($10), and LED Candelabra and Globes ($6). They are also incentivized as part of other Commercial programs. | Use Residential Lamp Recommendations. According to 2015 Navigant cost study sourced for California IOU Work Papers, manufacturer pricing for commercial is not significantly different than pricing through large retailers, such as Home Depot. | See Itron_CA_IOU_ScrewBasedLED | See Itron_CA_IOU_ScrewBasedLED |  | See MidA TRM Residential Medium Screw Base LED IMC | MidA Source: Omnidirectional and directional costs based on NEEP 2014-2015 Residential Lighting Strategy Update. Decorative Costs under 15W based on typical costs on 1000bulbs.com. Higher wattage decorative based on VEIC study of units rebated through Efficiency Vermont Retail program. | See CA_IOU_ScrewBasedLED | NA |  | Using APEX study for residential bulbs. "Manufacturers and retailers indicated that for LED lamp products, volume discounts are insignificant and the pricing offered at big box retailers, such as Home Depot and Lowes, is comparable to pricing offered by distributors and other commercial channel outlets. " California LED workpaper Update Study, Navigant Consulting. August 2015.
Exterior LED Flood and Spot Luminaires | $9 discounts for LED PAR20; $12 for LED PAR 30 lamps; and $15 for LED PAR 38 lamps. | Large discrepancy between MidA Term and CA Workpapers, as far as IMC. CA workpaper IMC is around $25, while MidA TRM is $150-245 | See Itron_CA_IOU_LEDFlood | See Itron_CA_IOU_LEDFlood | Eligible applications include time of sale and new construction as well as retrofit applications. The baseline condition is defined as an exterior flood or spot fixture with a high intensity discharge light-source. Typical baseline technologies include halogen incandescent parabolic aluminized reflector (PAR) lamps and metal halide (MH) luminaires. | See MidA TRM Exterior LED Flood and Spot Luminaires | :Efficiency Vermont TRM User Manual No. 2014-85b. | See Itron_CA_IOU_LEDFlood | NA |  | IMCs for each of the BGE measure categories have also been calculated, and identified in the tab, "BGE_Rebate_Measure_Costs".
LED Four-Foot Linear Replacement Lamps | N/A | We have no data from CA workpapers or other sources to inform this measure. | NA | NA |  | The incremental costs (equipment and labor) LED linear replacement lamps are as follows: Type A: $22.67 per LED replacement lamp, $47.50 for the ballast. Type C: $22.67 per LED replacement lamp, $15.07 for the external driver. | Based on a review of incremental cost estimates from California Technical Forum. February 2015. T8 LED Tube Lamp Replacement Abstract Revision # 0, Efficiency Vermont TRM User Manual No. 2014-85b, and online wholesalers. As this measure is a retrofit-type, incremental costs assume the full cost of replacement of the lamps and (removal of) the ballast(s). | See CA_IOU_LED | NA
Advanced Lighting Design | >10% below minimum code @ $0.40 per watt. >20% below minimum code @ $0.80 per watt. | Incremental costs will vary widely. Costs should be estimated on a case by case basis. No change to TRM recommended. | NA | No change recommended. | LPD Baselines vary by state (I,e, code), building type and space type. | Incremental costs will vary greatly from project to project depending on the advanced lighting design principles and lighting technologies used. Incremental costs should be estimated on a case-by-case basis.
Return To Mid-A TRM_MCS_Measures
Note on B1: Loper, Joe: According to BGE website, T8 and T5 lamps still get $2 discount at retail stores. Only LED measures are included here. .

## BGE_Rebate_Measure_Costs
Mid-A TRM | BGE Program |  |  |  |  | Itron Mapping |  |  |  |  | BGE Measure Incremental Costs ($2017)
Measure | Measure | Specific Measure Description | Min. Watts Reduced | Reported Efficacy (lm/W) | Incentive/ Unit | Design Lights Consortium Database Minimum Watts | Design Lights Consortium Database Maximum Watts | CA_IOU_LED Measure ID | CA_IOU_LED Measure Description | CA_IOU_LED Baseline Description | Measure Unit Cost | Federal Standard (Baseline) Cost | Labor Cost | Time of Sale/New Incremental Cost | Initial Retrofit/Early Replacement Incremental Cost | Lifecycle Retrofit/Early Replacement Incremental Cost
LED 1x4, 2x2, and 2x4 Luminaires and Retrofit Kits | LED Linear Luminaires and Retrofit Kits - Comm | New LED linear recessed troffer/panel for 2x2, 1x4, and 2x4 luminaires (2x4 when replacing existing luminaires containing 2 lamps) | 30 | 110 | $50/Fixture | 11.69 | 300.3 | LT042 LT046 LT050 | 1x4, 2x2, 2'x4' LED new Luminaire; rated ≥110 and <125 LPW, Ambient Interior Commercial Spaces | Linear fluorescent recessed fixture or kit in 2x4, 2x2 or 1x4 size, with lamp and ballast meeting federal standard. | 34.826 | 15.8454 | 20.3339 | 18.9806 | 55.1599 | 33.8656
|  | New LED linear recessed troffer/panel for 2x4 luminaires when replacing existing fixtures containing 3 or more lamps | 45 | 110 | $80/Fixture | 11.69 | 300.3 | LT050 | 1'x4' LED new Luminaire; rated ≥110 and <125 LPW, Ambient Interior Commercial Spaces | Linear fluorescent recessed fixture or kit in 2x4, 2x2 or 1x4 size, with lamp and ballast meeting federal standard. | 35.3695 | 15.8454 | 20.3339 | 19.524 | 55.7034 | 34.4091
|  | New LED linear ambient luminaire | 5 (per foot) | 110 | $12/Foot
|  | New LED stairwell luminaire | 20 | 100 | $80/Fixture
|  | New LED wall wash luminaire | 10 (per foot) | 75 | $15/Foot
|  | New LED track/mono-point luminaire | 25 | 75 | $25/Head
|  | LED linear retrofit kit for 2x2, 1x4 and 2x4 fixtures (2x4 when replacing existing fixtures containing 1 or 2 lamps) | 30 | 115 | $10/Fixture | 10.873 | 93.26 | N/A
|  | LED linear retrofit kit for 2x4 fixtures when replacing existing fixtures containing 3 or more lamps | 45 | 115 | $15/Fixture | 10.873 | 93.26 | N/A
|  | LED integrated retrofit kit for 2x2, 1x4 and 2x4 fixtures (2x4 when replacing existing fixtures containing 2 lamps) | 30 | 110 | $40/Fixture | 12.97 | 80.85 | LT054 LT058 LT062 | 1x4, 2x2, 2'x4' LED Integrated retrofit kit; rated ≥110 and <125 LPW, Ambient Interior Commercial Spaces | Linear fluorescent recessed fixture or kit in 2x4, 2x2 or 1x4 size, with lamp and ballast meeting federal standard. | 38.9088 | 15.8454 | 20.3339 | 23.0634 | 59.2427 | 37.9484
|  | LED integrated retrofit kit for 2x4 fixtures when replacing existing fixtures containing 3 or more lamps | 45 | 110 | $60/Fixture | 12.97 | 80.85 | LT062 | 2'x4' LED Integrated retrofit kit; rated ≥110 and <125 LPW, Ambient Interior Commercial Spaces | Linear fluorescent recessed fixture or kit in 2x4, 2x2 or 1x4 size, with lamp and ballast meeting federal standard. | 41.6058 | 15.8454 | 20.3339 | 25.7603 | 61.9397 | 40.6454
|  | LED retrofit kit for linear ambient luminaire | 5 (per foot) | 110 | $2/Foot | 42.94 | 47.6
|  | Installation of a Type C LED linear lamp and new LED driver | 10 | 110 | $4/Lamp
LED Refrigerated Case Lighting | New LED display case luminaire | New LED display case luminaire | 15 | 70 | $20/Fixture
|  | New LED display case luminaire installed in reach-in coolers/freezers | 15 | 85 | $30/Fixture | [5 empty] | 110.384 | 29.293 | 0 | 81.0909 | 110.384 | 115.4155
LED High-Bay Luminaires and Retrofit Kits | LED High-Bay Luminaires and Retrofit Kits | New LED high/low bay luminaire - DLC reported lumens between 5,000lm - 9,999lm | 60 | 110 | $100/Fixture | 40.92 | 126.4 | LT-20785 LT-35334 LT-55561 | 40 to 131 Watt High/Low Bay LED | 175 Watt Pulse Start Metal Halide (4) 48in T8 VHLO 175 Watt Metal Halide | 270.1859 | 227.6446 | 116.1734 | 42.5412 | 386.3593 | 180.0937
|  | New LED high/low bay luminaire - DLC reported lumens between 10,000lm - 19,999lm | 200 | 110 | $150/Fixture | 15.9 | 250.5 | LT-20785 LT-35334 LT-55561 LT-47551 LT-79060 LT-86205 LT-71583 LT-97550 LT-54307 LT-68154 LT-70713 LT-36878 LT-99280 | 40 to 262 Watt High/Low Bay LED | 175 -350 Watt Pulse Start Metal Halide (4 to 8) 48in T8 VHLO 175 -400 Watt Metal Halide | 438.1746 | 259.931 | 116.1734 | 178.2436 | 554.348 | 328.7129
|  | New LED high/low bay luminaire - DLC reported lumens between 20,000lm - 29,999lm | 250 | 110 | $200/Fixture | 106.9 | 367.3 | LT-20785 LT-35334 LT-55561 LT-47551 LT-79060 LT-86205 LT-71583 LT-97550 LT-54307 LT-68154 LT-70713 LT-36878 LT-99280 LT-28599 LT-79419 LT-63775 | 40 to 320 Watt High/Low Bay LED | 175 -450 Watt Pulse Start Metal Halide (4 to 8) 48in T8 VHLO 175 -450 Watt Metal Halide | 499.4345 | 266.375 | 116.1734 | 233.0595 | 615.6079 | 386.1069
|  | New LED high/low bay luminaire - DLC reported lumens between 30,000lm or more | 700 | 110 | $300/Fixture | 186.5 | 1298 | LT-36878 LT-70713 LT-28599 LT-79419 LT-22805 LT-68702 LT-54307 LT-86205 LT-79060 LT-63775 LT-96353 LT-98618 | 187 to 750 Watt High/Low Bay LED | 320 -1000 Watt Pulse Start Metal Halide (8) 48in T8 VHLO 350 - 1000 Watt Metal Halide | 868.4673 | 307.0931 | 116.1734 | 561.3741 | 984.6406 | 730.7118
|  | LED retrofit kit for high/low bay luminaire | 60 | 110 | $30/Fixture | 32.363 | 438.5 | LT-20785 LT-35334 LT-55561 LT-47551 LT-79060 LT-86205 LT-71583 LT-97550 LT-54307 LT-68154 LT-70713 LT-36878 LT-99280 LT-28599 LT-79419 LT-63775 LT-22805 LT-96353 | 40 to 500 Watt High/Low Bay LED | 175 -750 Watt Pulse Start Metal Halide (4 to 8) 48in T8 VHLO 175 -750 Watt Metal Halide | 564.8168 | 272.3381 | 116.1734 | 292.4787 | 680.9902 | 447.9118
|  | Installation of a Type C LED mogul screw-based replacement for an HID lamp and new external driver | 60 | 100 | $20/Lamp
LED Parking Garage/Canopy Luminaires and Retrofit Kits | LED Parking Garage/Canopy Luminaires and Retrofit Kits - Comm | New LED exterior luminaire – DLC reported lumens 4,999lm or less | 35 | 90 | $60/Fixture | 17.88 | 70.93 | LT015 LT014 | LED Outdoor Area Lighting - Install 0-70 W Fixture | HIDFixt-HPS-70w-Ext(95w) HIDFixt-HPS-100w-Ext(138w) | 738.62 | 299.98 | 138.0019 | 438.64 | 876.6219 | 613.8649
|  | New LED exterior luminaire – DLC reported lumens between 5,000lm - 9,999lm | 150 | 95 | $100/Fixture | 19.05 | 128.5 | LT015 LT014 LT013 | LED Outdoor Area Lighting - Install 0-110 W Fixture | HIDFixt-HPS-70w-Ext(95w) HIDFixt-HPS-100w-Ext(138w) HIDFixt-HPS-150w-Ext(188w) | 833.7667 | 308.1967 | 138.0019 | 525.57 | 971.7686 | 704.0822
|  | New LED exterior luminaire – DLC reported lumens between 10,000lm - 19,999lm | 300 | 100 | $200/Fixture | 74.84 | 199.5 | LT013 LT012 LT011 | LED Outdoor Area Lighting - Install 71-192 W Fixture | HIDFixt-HPS-150w-Ext(188w) HIDFixt-HPS-200w-Ext(250w) HIDFixt-HPS-250w-Ext(295w) | 1256.2167 | 343.59 | 138.0019 | 912.6267 | 1394.2186 | 1105.2988
|  | New LED exterior luminaire – DLC reported lumens between 20,000lm - 29,999lm | 550 | 100 | $275/Fixture | 149.3 | 303.8 | LT011 LT010 LT009 | LED Outdoor Area Lighting - Install 151-265 W Fixture | HIDFixt-HPS-400w-Ext(465w) HIDFixt-HPS-310w-Ext(365w) HIDFixt-HPS-250w-Ext(295w) | 1693.89 | 389.0933 | 138.0019 | 1304.7967 | 1831.8919 | 1515.6734
|  | New LED exterior luminaire – DLC reported lumens between 30,000 lm or more | 700 | 100 | $375/Fixture | 238.7 | 364.6 | LT009 | LED Outdoor Area Lighting - Install 226-265 W Fixture | HIDFixt-HPS-400w-Ext(465w) | 1908.92 | 419.43 | 138.0019 | 1489.49 | 2046.9219 | 1712.5036
|  | LED retrofit kit for exterior luminaire | 35 | 90 | $30/Fixture | 21.22 | 136.67 | LT015 LT014 LT013 LT012 | LED Outdoor Area Lighting - Install 0-150 W Fixture | HIDFixt-HPS-70w-Ext(95w) HIDFixt-HPS-100w-Ext(138w) HIDFixt-HPS-150w-Ext(188w) HIDFixt-HPS-200w-Ext(250w) | 938.4275 | 317.045 | 138.0019 | 621.3825 | 1076.4294 | 803.4346
LED Outdoor Pole/Arm- or Wall-Mounted Area and Roadway Lighting Luminaires and Retrofit Kits | LED Outdoor Pole/Arm- or Wall-Mounted Area and Roadway Lighting Luminaires and Retrofit Kits | New LED exterior luminaire – DLC reported lumens 4,999lm or less | 35 | 90 | $60/Fixture | 6.32 | 205.43 | LT024 LT073 LT023 LT072 LT022 LT021 LT071 LT020 LT070 LT069 | LED Street Lighting - Install 0-192 W Fixture LS1 LED Street Lighting - Install 0-192 W Fixture | HIDFixt-HPS-70w-Ext(95w) HIDFixt-HPS-100w-Ext(138w) HIDFixt-HPS-150w-Ext(188w) HIDFixt-HPS-200w-Ext(250w) | 1044.456 | 688.076 | 138.0019 | 356.38 | 1182.4579 | 686.8717
|  | New LED exterior luminaire – DLC reported lumens between 5,000lm - 9,999lm | 150 | 95 | $100/Fixture | 17.16 | 587 | LT018 - LT024 LT067 - LT073 | LED Street Lighting - Install (ALL WATTAGES) LS1 LED Street Lighting - Install (ALL WATTAGES) | HIDFixt-HPS-70w-Ext(95w) HIDFixt-HPS-100w-Ext(138w) HIDFixt-HPS-150w-Ext(188w) HIDFixt-HPS-200w-Ext(250w) HIDFixt-HPS-250w-Ext(295w) HIDFixt-HPS-310w-Ext(365w) HIDFixt-HPS-400w-Ext(465w) | 1241.28 | 696.9314 | 138.0019 | 544.3486 | 1379.2819 | 878.3831
|  | New LED exterior luminaire – DLC reported lumens between 10,000lm - 19,999lm | 300 | 100 | $200/Fixture | 34.842 | 267.4 | LT018 - LT024 LT067 - LT073 | LED Street Lighting - Install (ALL WATTAGES) LS1 LED Street Lighting - Install (ALL WATTAGES) | HIDFixt-HPS-70w-Ext(95w) HIDFixt-HPS-100w-Ext(138w) HIDFixt-HPS-150w-Ext(188w) HIDFixt-HPS-200w-Ext(250w) HIDFixt-HPS-250w-Ext(295w) HIDFixt-HPS-310w-Ext(365w) HIDFixt-HPS-400w-Ext(465w) | 1241.28 | 696.9314 | 138.0019 | 544.3486 | 1379.2819 | 878.3831
|  | New LED exterior luminaire – DLC reported lumens between 20,000lm - 29,999lm | 550 | 100 | $275/Fixture | 145.27 | 856.35
|  | New LED exterior luminaire – DLC reported lumens between 30,000 lm or more | 700 | 100 | $375/Fixture | 234.2 | 1298
|  | LED retrofit kit for exterior luminaire | 35 | 90 | $30/Fixture | 10.53 | 505.9
| Energy Star Fixtures | New ENERGY STAR fixture | 10 | 75 | $15/Fixture
|  | New ENERGY STAR LED High Output fixture – ENERGY STAR Rated Lumens 5,000lm or greater | 100 | 105 | $75/Fixture
Return To TRM_MCS_Measures
Note on I29: Barquest, Ethan: Should LT021 be inluded also? It is in the excel formulas to the lerft.

## Itron_CA_IOU_LEDYxZLuminaires
LED 1x4, 2x2, and 2x4 Luminaires and Retrofit Kits - Recommended |  |  | $2017 | [5 empty] | $2016 |  |  |  |  | Lifecycle Retrofit/Early Replacement Incremental Cost Calculator
CA IOU Measure Code | Measure Description | Baseline Description | Measure Unit Cost | Federal Standard Cost | Labor Cost | Time of Sale/New Incremental Cost | Initial Retrofit/Early Replacement Incremental Cost | Lifecycle Retrofit/Early Replacement Incremental Cost | Measure Cost | Federal Standard Cost | Incremental Labor Cost - MD Adjusted | Time of Sale/New Incremental Cost | Initial Retrofit/Early Replacement Incremental Cost | Real Discount Rate | EUL | RUL | PV Real Levelized Carrying Charge for Existing Furnace | PV Real Levelized Carrying Charge for New Furnace | ER Cost factor (E/H) | Incremental cost of early replace w/ standard equipment | Lifecycle Retrofit/Early Replacement Incremental Cost
LT042 | 2'x4' LED new Luminaire; rated ≥110 and <125 LPW, Ambient Interior Commercial Spaces | Linear fluorescent recessed fixture or kit in 2x4, 2x2 or 1x4 size, with lamp and ballast meeting federal standard. | 35.3797 | 15.8454 | 20.3339 | 19.5342 | 55.7136 | 34.4193 | 34.72 | 15.55 | 19.9548 | 19.17 | 54.6748 | 5% | 14 | 4.6667 | 4.0725 | 9.8986 | 0.41142 | 14.6075 | 33.7775
LT043 | 2'x4' LED new Luminaire; rated ≥125 LPW, Ambient Interior Commercial Spaces | Linear fluorescent recessed fixture or kit in 2x4, 2x2 or 1x4 size, with lamp and ballast meeting federal standard. | 32.0068 | 15.8454 | 20.3339 | 16.1613 | 52.3407 | 31.0464 | 31.41 | 15.55 | 19.9548 | 15.86 | 51.3648 | 5% | 14 | 4.6667 | 4.0725 | 9.8986 | 0.41142 | 14.6075 | 30.4675
LT046 | 2'x2' LED new Luminaire; rated ≥110 and <125 LPW, Ambient Interior Commercial Spaces | Linear fluorescent recessed fixture or kit in 2x4, 2x2 or 1x4 size, with lamp and ballast meeting federal standard. | 33.7289 | 15.8454 | 20.3339 | 17.8834 | 54.0628 | 32.7685 | 33.1 | 15.55 | 19.9548 | 17.55 | 53.0548 | 5% | 14 | 4.6667 | 4.0725 | 9.8986 | 0.41142 | 14.6075 | 32.1575
LT047 | 2'x2' LED new Luminaire; rated ≥125 LPW, Ambient Interior Commercial Spaces | Linear fluorescent recessed fixture or kit in 2x4, 2x2 or 1x4 size, with lamp and ballast meeting federal standard. | 38.1921 | 15.8454 | 20.3339 | 22.3467 | 58.526 | 37.2317 | 37.48 | 15.55 | 19.9548 | 21.93 | 57.4348 | 5% | 14 | 4.6667 | 4.0725 | 9.8986 | 0.41142 | 14.6075 | 36.5375
LT050 | 1'x4' LED new Luminaire; rated ≥110 and <125 LPW, Ambient Interior Commercial Spaces | Linear fluorescent recessed fixture or kit in 2x4, 2x2 or 1x4 size, with lamp and ballast meeting federal standard. | 35.3695 | 15.8454 | 20.3339 | 19.524 | 55.7034 | 34.4091 | 34.71 | 15.55 | 19.9548 | 19.16 | 54.6648 | 5% | 14 | 4.6667 | 4.0725 | 9.8986 | 0.41142 | 14.6075 | 33.7675
LT051 | 1'x4' LED new Luminaire; rated ≥125 LPW, Ambient Interior Commercial Spaces | Linear fluorescent recessed fixture or kit in 2x4, 2x2 or 1x4 size, with lamp and ballast meeting federal standard. | 39.6799 | 15.8454 | 20.3339 | 23.8344 | 60.0138 | 38.7195 | 38.94 | 15.55 | 19.9548 | 23.39 | 58.8948 | 5% | 14 | 4.6667 | 4.0725 | 9.8986 | 0.41142 | 14.6075 | 37.9975
Average New |  |  | 35.7261 | 15.8454 | 20.3339 | 19.8807 | 56.06 | 34.7657
LT054 | 2'x4' LED Integrated retrofit kit; rated ≥110 and <125 LPW, Ambient Interior Commercial Spaces | Linear fluorescent recessed fixture or kit in 2x4, 2x2 or 1x4 size, with lamp and ballast meeting federal standard. | 35.7159 | 15.8454 | 20.3339 | 19.8705 | 56.0498 | 34.7555 | 35.05 | 15.55 | 19.9548 | 19.5 | 55.0048 | 5% | 14 | 4.6667 | 4.0725 | 9.8986 | 0.41142 | 14.6075 | 34.1075
LT055 | 2'x4' LED Integrated retrofit kit; rated ≥125 LPW, Ambient Interior Commercial Spaces | Linear fluorescent recessed fixture or kit in 2x4, 2x2 or 1x4 size, with lamp and ballast meeting federal standard. | 31.8743 | 15.8454 | 20.3339 | 16.0289 | 52.2082 | 30.9139 | 31.28 | 15.55 | 19.9548 | 15.73 | 51.2348 | 5% | 14 | 4.6667 | 4.0725 | 9.8986 | 0.41142 | 14.6075 | 30.3375
LT058 | 2'x2' LED Integrated retrofit kit; rated ≥110 and <125 LPW, Ambient Interior Commercial Spaces | Linear fluorescent recessed fixture or kit in 2x4, 2x2 or 1x4 size, with lamp and ballast meeting federal standard. | 39.4047 | 15.8454 | 20.3339 | 23.5593 | 59.7386 | 38.4443 | 38.67 | 15.55 | 19.9548 | 23.12 | 58.6248 | 5% | 14 | 4.6667 | 4.0725 | 9.8986 | 0.41142 | 14.6075 | 37.7275
LT059 | 2'x2' LED Integrated retrofit kit; rated ≥125 LPW, Ambient Interior Commercial Spaces | Linear fluorescent recessed fixture or kit in 2x4, 2x2 or 1x4 size, with lamp and ballast meeting federal standard. | 38.1921 | 15.8454 | 20.3339 | 22.3467 | 58.526 | 37.2317 | 37.48 | 15.55 | 19.9548 | 21.93 | 57.4348 | 5% | 14 | 4.6667 | 4.0725 | 9.8986 | 0.41142 | 14.6075 | 36.5375
LT062 | 1'x4' LED Integrated retrofit kit; rated ≥110 and <125 LPW, Ambient Interior Commercial Spaces | Linear fluorescent recessed fixture or kit in 2x4, 2x2 or 1x4 size, with lamp and ballast meeting federal standard. | 41.6058 | 15.8454 | 20.3339 | 25.7603 | 61.9397 | 40.6454 | 40.83 | 15.55 | 19.9548 | 25.28 | 60.7848 | 5% | 14 | 4.6667 | 4.0725 | 9.8986 | 0.41142 | 14.6075 | 39.8875
LT063 | 1'x4' LED Integrated retrofit kit; rated ≥125 LPW, Ambient Interior Commercial Spaces | Linear fluorescent recessed fixture or kit in 2x4, 2x2 or 1x4 size, with lamp and ballast meeting federal standard. | 39.6799 | 15.8454 | 20.3339 | 23.8344 | 60.0138 | 38.7195 | 38.94 | 15.55 | 19.9548 | 23.39 | 58.8948 | 5% | 14 | 4.6667 | 4.0725 | 9.8986 | 0.41142 | 14.6075 | 37.9975
Average Retrofit |  |  | 37.7455 | 15.8454 | 20.3339 | 21.9 | 58.0794 | 36.7851
Source: Work Paper PGECOLTG179. LED Ambient Commercial Fixtures and Retrofit Kits. Revision # 2 dated 06/01/2016.
Note: 2017 cost values use the last revision date as the basyyear for inflation adjustment for CA Workpapers
Return To Mid-A TRM_MCS_Measures
Excerpted from Work Paper
Section 4. Base Case & Measure Costs
DEER 2016 does not have measure cost data for LED fixtures.
4.1 Base Case Costs
It is assumed the labor cost of replacing the measure case fixture would be the same as the base case fixture. The base case and measure case costs include just equipment costs. The base case costs are taken from distributor catalogs and websites and confirmed with manufacturer representatives where possible.
Table 7 – LED Ambient Commercial Fixtures & Retrofit Kits Base Case Cost Table
Measure Description | Base Case Equipment Cost
All LED Luminaires/Retrofit Kits Measures for Ambient Interior Commercial Spaces | 15.55
4.2 Measure Costs
The measure equipment costs were developed from California distributor catalogs and websites and confirmed with manufacturer representatives where possible. There are no DLC products qualified for LT063, 1x4 retrofit kits > 125 LPW, so costs for this measure code are based on the new fixture costs in this shape and efficacy because retrofit kit and new luminaire prices are the same for the 2x2 and 2x4 sizes.
Table 8 - LED Ambient Commercial Fixtures & Retrofit Kits Measure Cost Table
Measure Code | Measure Description | Measure Equipment Cost
LT042 | 2'x4' LED new Luminaire; rated ≥110 and <125 LPW, Ambient Interior Commercial Spaces | 34.72
LT043 | 2'x4' LED new Luminaire; rated ≥125 LPW, Ambient Interior Commercial Spaces | 31.41
LT046 | 2'x2' LED new Luminaire; rated ≥110 and <125 LPW, Ambient Interior Commercial Spaces | 33.1
LT047 | 2'x2' LED new Luminaire; rated ≥125 LPW, Ambient Interior Commercial Spaces | 37.48
LT050 | 1'x4' LED new Luminaire; rated ≥110 and <125 LPW, Ambient Interior Commercial Spaces | 34.71
LT051 | 1'x4' LED new Luminaire; rated ≥125 LPW, Ambient Interior Commercial Spaces | 38.94
LT054 | 2'x4' LED Integrated retrofit kit; rated ≥110 and <125 LPW, Ambient Interior Commercial Spaces | 35.05
LT055 | 2'x4' LED Integrated retrofit kit; rated ≥125 LPW, Ambient Interior Commercial Spaces | 31.28
LT058 | 2'x2' LED Integrated retrofit kit; rated ≥110 and <125 LPW, Ambient Interior Commercial Spaces | 38.67
LT059 | 2'x2' LED Integrated retrofit kit; rated ≥125 LPW, Ambient Interior Commercial Spaces | 37.48
LT062 | 1'x4' LED Integrated retrofit kit; rated ≥110 and <125 LPW, Ambient Interior Commercial Spaces | 40.83
LT063 | 1'x4' LED Integrated retrofit kit; rated ≥125 LPW, Ambient Interior Commercial Spaces | 38.94
4.3 Incremental & Full Measure Costs
Measure Application Type | Gross Measure Cost | Gross Measure Cost | Incremental Measure Cost
| (RUL Period/First Baseline) | (EUL-RUL Period/ Second Baseline)
ER | Measure Equipment Cost | (-1)x(Base Equipment Cost | Measure Equipment Cost
| +Measure Labor Cost | + Base Labor Cost) | – Base Case Equipment Cost
ROB | Measure Equipment Cost | N/A | Measure Equipment Cost
| – Base Case Equipment Cost |  | – Base Case Equipment Cost
NC | Measure Equipment Cost | N/A | Measure Equipment Cost
| – Base Case Equipment Cost |  | – Base Case Equipment Cost
4.3.1 Full Measure Cost
The Full Measure Cost is applicable to Direct Install programs. There is an effort on updating systems to collect actual costs from implementers, till then the following costs will be used for direct install.
FMC = Measure Equipment Cost + Measure Labor Cost
Measure Code | Measure Description | Measure Equipment Cost | Measure Labor Cost[i] | Full
Measure Cost
LT042 | 2'x4' LED new Luminaire; rated ≥110 and <125 LPW, Ambient Interior Commercial Spaces | 34.72 | 27.06 | 61.78
LT043 | 2'x4' LED new Luminaire; rated ≥125 LPW, Ambient Interior Commercial Spaces | 31.41 | 27.06 | 58.47
LT046 | 2'x2' LED new Luminaire; rated ≥110 and <125 LPW, Ambient Interior Commercial Spaces | 33.1 | 27.06 | 60.16
LT047 | 2'x2' LED new Luminaire; rated ≥125 LPW, Ambient Interior Commercial Spaces | 37.48 | 27.06 | 64.54
LT050 | 1'x4' LED new Luminaire; rated ≥110 and <125 LPW, Ambient Interior Commercial Spaces | 34.71 | 27.06 | 61.77
LT051 | 1'x4' LED new Luminaire; rated ≥125 LPW, Ambient Interior Commercial Spaces | 38.94 | 27.06 | 66
LT054 | 2'x4' LED Integrated retrofit kit; rated ≥110 and <125 LPW, Ambient Interior Commercial Spaces | 35.05 | 27.06 | 62.1
LT055 | 2'x4' LED Integrated retrofit kit; rated ≥125 LPW, Ambient Interior Commercial Spaces | 31.28 | 27.06 | 58.34
LT058 | 2'x2' LED Integrated retrofit kit; rated ≥110 and <125 LPW, Ambient Interior Commercial Spaces | 38.67 | 27.06 | 65.73
LT059 | 2'x2' LED Integrated retrofit kit; rated ≥125 LPW, Ambient Interior Commercial Spaces | 37.48 | 27.06 | 64.54
LT062 | 1'x4' LED Integrated retrofit kit; rated ≥110 and <125 LPW, Ambient Interior Commercial Spaces | 40.83 | 27.06 | 67.89
LT063 | 1'x4' LED Integrated retrofit kit; rated ≥125 LPW, Ambient Interior Commercial Spaces | 38.94 | 27.06 | 66
Table 9- LED Ambient Commercial Fixtures & Retrofit Kits Full Measure Cost
4.3.2 Incremental Measure Costs
The labor costs for measure and base cases are equivalent.
Incremental cost (INCR) = Measure Cost – Base Case Cost
Table 10 - LED Ambient Commercial Fixtures & Retrofit Kits Incremental Cost
Measure Code | Measure Description | Incremental Measure Cost
LT042 | 2'x4' LED new Luminaire; rated ≥110 and <125 LPW, Ambient Interior Commercial Spaces | 19.17
LT043 | 2'x4' LED new Luminaire; rated ≥125 LPW, Ambient Interior Commercial Spaces | 15.86
LT046 | 2'x2' LED new Luminaire; rated ≥110 and <125 LPW, Ambient Interior Commercial Spaces | 17.55
LT047 | 2'x2' LED new Luminaire; rated ≥125 LPW, Ambient Interior Commercial Spaces | 21.93
LT050 | 1'x4' LED new Luminaire; rated ≥110 and <125 LPW, Ambient Interior Commercial Spaces | 19.16
LT051 | 1'x4' LED new Luminaire; rated ≥125 LPW, Ambient Interior Commercial Spaces | 23.39
LT054 | 2'x4' LED Integrated retrofit kit; rated ≥110 and <125 LPW, Ambient Interior Commercial Spaces | 19.49
LT055 | 2'x4' LED Integrated retrofit kit; rated ≥125 LPW, Ambient Interior Commercial Spaces | 15.73
LT058 | 2'x2' LED Integrated retrofit kit; rated ≥110 and <125 LPW, Ambient Interior Commercial Spaces | 23.12
LT059 | 2'x2' LED Integrated retrofit kit; rated ≥125 LPW, Ambient Interior Commercial Spaces | 21.93
LT062 | 1'x4' LED Integrated retrofit kit; rated ≥110 and <125 LPW, Ambient Interior Commercial Spaces | 25.28
LT063 | 1'x4' LED Integrated retrofit kit; rated ≥125 LPW, Ambient Interior Commercial Spaces | 23.39
[i] Measure Labor Cost is product of Installation time and Labor Rate. Labor rate of $70.11 per hour taken from RS Means for PG&E Territory cities. Installation time of 1.509 hours per fixture (0.39 hours per kilolumen) taken from RS Means, Interior LED Fixtures Line # 265113551000; accessed at http://www.rsmeans.com/

## Itron_CA_IOU_RefCaseLED
Refrigerated Case Lamps - Recommended Values
Cost per Linear Foot $2017 | [5 empty] | Unit Cost in $2017
Measure Unit Cost | Base Cost | Labor Cost | Time of Sale/New Incremental Cost | Initial Retrofit/Early Replacement Incremental Cost | Lifecycle Retrofit/Early Replacement Incremental Cost | Measure Unit Cost | Base Cost | Labor Cost | Time of Sale/New Incremental Cost | Initial Retrofit/Early Replacement Incremental Cost | Lifecycle Retrofit/Early Replacement Incremental Cost
30.7573 | 7.7222 | 0 | 23.0351 | 30.7573 | 30.8783 | 110.384 | 29.293 | 0 | 81.0909 | 110.384 | 115.4155
PGE |  | Source Unit Cost |  | Length (feet) | Cost per Linear Foot $2017 | [5 empty] | Unit Cost in $2017 | [5 empty] | Unit Cost in $2016 |  |  |  |  | Unit Cost Lifecycle Retrofit/Early Replacement Incremental Cost Calculator
Measure ID | StdCostDesc | Measure Eqpt Cost | Base Cost |  | Measure Unit Cost | Base Cost | Labor Cost | Time of Sale/New Incremental Cost | Initial Retrofit/Early Replacement Incremental Cost | Lifecycle Retrofit/Early Replacement Incremental Cost | Measure Unit Cost | Base Cost | Labor Cost | Time of Sale/New Incremental Cost | Initial Retrofit/Early Replacement Incremental Cost | Lifecycle Retrofit/Early Replacement Incremental Cost | Measure Cost | Federal Standard Cost | Incremental Labor Cost | Time of Sale/New Incremental Cost | Initial Retrofit/Early Replacement Incremental Cost | Real Discount Rate | EUL | RUL | PV Real Levelized Carrying Charge for Existing Furnace | PV Real Levelized Carrying Charge for New Furnace | ER Cost factor (E/H) | Incremental cost of early replace w/ standard equipment | Lifecycle Retrofit/Early Replacement Incremental Cost
LB03, LB07, LB11, | Linear Foot of T8 Fluorescent Case Lamp with ballast, single lamp profile | 24.84 | 3.14 | 1 | 25.312 | 3.1997 | 0 | 22.1123 | 25.312 | 23.3202 | 25.312 | 3.1997 | 0 | 22.1123 | 25.312 | 23.3202 | 24.84 | 3.14 | 0 | 21.7 | 24.84 | 5% | 8 | 2.6667 | 2.44 | 6.4632 | 0.37752 | 1.1854 | 22.8854
LB05, LB09, LB13 | Linear Foot of T12HO Fluorescent Case Lamp with ballast, single lamp profile | 24.84 | 7.01 | 1 | 25.312 | 7.1432 | 0 | 18.1688 | 25.312 | 20.8654 | 25.312 | 7.1432 | 0 | 18.1688 | 25.312 | 20.8654 | 24.84 | 7.01 | 0 | 17.83 | 24.84 | 5% | 8 | 2.6667 | 2.44 | 6.4632 | 0.37752 | 2.6464 | 20.4764
LC01, LC05, LC09, LC13 | Linear Foot of T8 Fluorescent Case Lamp with ballast, multiple lamp profile | 31.16 | 6.28 | 1 | 31.752 | 6.3993 | 0 | 25.3527 | 31.752 | 27.7686 | 31.752 | 6.3993 | 0 | 25.3527 | 31.752 | 27.7686 | 31.16 | 6.28 | 0 | 24.88 | 31.16 | 5% | 8 | 2.6667 | 2.44 | 6.4632 | 0.37752 | 2.3708 | 27.2508
LC03, LC07, LC11, LC15 | Linear Foot of T12HO Fluorescent Case Lamp with ballast, multiple lamp profile | 31.16 | 14.03 | 1 | 31.752 | 14.2966 | 0 | 17.4555 | 31.752 | 22.8527 | 31.752 | 14.2966 | 0 | 17.4555 | 31.752 | 22.8527 | 31.16 | 14.03 | 0 | 17.13 | 31.16 | 5% | 8 | 2.6667 | 2.44 | 6.4632 | 0.37752 | 5.2966 | 22.4266
Source | Itron calculations based on Work Paper PGECOLTG174 LED Refrigeration Case Lighting Revision 2. 1/1/2016
Note | Note: 2017 cost values use the last revision date as the basyyear for inflation adjustment for CA Workpapers
SCE |  | Unit Cost |  | Length (feet) | Cost per Linear Foot $2017 | [5 empty] | Unit Cost in $2017 | [5 empty] | Unit Cost in $2016 |  |  |  |  | Unti Cost Lifecycle Retrofit/Early Replacement Incremental Cost Calculator
MeasCostDesc | StdCostDesc | Measure Cost | Base Cost |  | Measure Unit Cost | Base Cost | Labor Cost | Time of Sale/New Incremental Cost | Initial Retrofit/Early Replacement Incremental Cost | Lifecycle Retrofit/Early Replacement Incremental Cost | Measure Unit Cost | Base Cost | Labor Cost | Time of Sale/New Incremental Cost | Initial Retrofit/Early Replacement Incremental Cost | Lifecycle Retrofit/Early Replacement Incremental Cost | Measure Cost | Federal Standard Cost | Incremental Labor Cost | Time of Sale/New Incremental Cost | Initial Retrofit/Early Replacement Incremental Cost | Real Discount Rate | EUL | RUL | PV Real Levelized Carrying Charge for Existing Furnace | PV Real Levelized Carrying Charge for New Furnace | ER Cost factor (E/H) | Incremental cost of early replace w/ standard equipment | Lifecycle Retrofit/Early Replacement Incremental Cost
(1) 48in Medium Temp Reach-in Display Cases Canopy LED | (2) 48in T8 Linear Fluorescent | 118.19 | 20.98 | 4 | 30.1089 | 5.3447 | 0 | 24.7642 | 30.1089 | 26.7819 | 120.4356 | 21.3786 | 0 | 99.057 | 120.4356 | 107.1278 | 118.19 | 20.98 | 0 | 97.21 | 118.19 | 5% | 8 | 2.6667 | 2.44 | 6.4632 | 0.37752 | 7.9203 | 105.1303
(1) 48in Medium Temp Reach-in Display Cases Shelf LED | (1) 48in T12 Linear Fluorescent | 118.19 | 29.06 | 4 | 30.1089 | 7.403 | 0 | 22.7059 | 30.1089 | 25.5006 | 120.4356 | 29.6121 | 0 | 90.8235 | 120.4356 | 102.0026 | 118.19 | 29.06 | 0 | 89.13 | 118.19 | 5% | 8 | 2.6667 | 2.44 | 6.4632 | 0.37752 | 10.9706 | 100.1006
(1) 48in Medium Temp Reach-in Display Cases Shelf LED | (1) 48in T8 Linear Fluorescent | 118.19 | 17.95 | 4 | 30.1089 | 4.5728 | 0 | 25.5361 | 30.1089 | 27.2624 | 120.4356 | 18.291 | 0 | 102.1446 | 120.4356 | 109.0497 | 118.19 | 17.95 | 0 | 100.24 | 118.19 | 5% | 8 | 2.6667 | 2.44 | 6.4632 | 0.37752 | 6.7764 | 107.0164
(1) 36in Medium Temp Reach-in Display Cases Canopy LED | (2) 36in T12 Linear Fluorescent | 104.55 | 13.93 | 3 | 35.5122 | 4.7316 | 0 | 30.7806 | 35.5122 | 32.5668 | 106.5365 | 14.1947 | 0 | 92.3418 | 106.5365 | 97.7005 | 104.55 | 13.93 | 0 | 90.62 | 104.55 | 5% | 8 | 2.6667 | 2.44 | 6.4632 | 0.37752 | 5.2588 | 95.8788
(1) 36in Medium Temp Reach-in Display Cases Canopy LED | (2) 36in T8 Linear Fluorescent | 104.55 | 17.75 | 3 | 35.5122 | 6.0291 | 0 | 29.4831 | 35.5122 | 37.7882 | 106.5365 | 18.0872 | 0 | 88.4492 | 106.5365 | 113.3647 | 104.55 | 17.75 | 0 | 86.8 | 104.55 | 5% | 8 | 2.6667 | 2.44 | 6.4632 | 0.37752 | 6.7009 | 111.2509
(1) 36in Medium Temp Reach-in Display Cases Shelf LED | (1) 36in T12 Linear Fluorescent | 104.55 | 11.68 | 3 | 35.5122 | 3.9673 | 0 | 31.5448 | 35.5122 | 37.0099 | 106.5365 | 11.9019 | 0 | 94.6345 | 106.5365 | 111.0296 | 104.55 | 11.68 | 0 | 92.87 | 104.55 | 5% | 8 | 2.6667 | 2.44 | 6.4632 | 0.37752 | 4.4094 | 108.9594
(1) 60in Retrofits in Low Temp Reach-in Display Cases LED | (1) 60in T12 Linear Fluorescent | 136.36 | 56.94 | 5 | 27.7902 | 11.6044 | 0 | 16.1858 | 27.7902 | 32.171 | 138.9508 | 58.0219 | 0 | 80.929 | 138.9508 | 160.8551 | 136.36 | 56.94 | 0 | 79.42 | 136.36 | 5% | 8 | 2.6667 | 2.44 | 6.4632 | 0.37752 | 21.4958 | 157.8558
(1) 36in Medium Temp Reach-in Display Cases Shelf LED | (1) 36in T8 Linear Fluorescent | 104.55 | 15.37 | 3 | 35.5122 | 5.2207 | 0 | 30.2915 | 35.5122 | 37.483 | 106.5365 | 15.662 | 0 | 90.8744 | 106.5365 | 112.4491 | 104.55 | 15.37 | 0 | 89.18 | 104.55 | 5% | 8 | 2.6667 | 2.44 | 6.4632 | 0.37752 | 5.8024 | 110.3524
(1) 60in Retrofits in Low Temp Reach-in Display Cases LED | (1) 60in T8 Linear Fluorescent | 136.36 | 48.765 | 5 | 27.7902 | 9.9383 | 0 | 17.8519 | 27.7902 | 31.542 | 138.9508 | 49.6915 | 0 | 89.2593 | 138.9508 | 157.7102 | 136.36 | 48.765 | 0 | 87.595 | 136.36 | 5% | 8 | 2.6667 | 2.44 | 6.4632 | 0.37752 | 18.4096 | 154.7696
(1) 72in Retrofits in Medium Temp Reach-in Display Cases LED | (1) 72in T12 Linear Fluorescent | 195.8 | 58.38 | 6 | 33.2534 | 9.9149 | 0 | 23.3385 | 33.2534 | 36.9964 | 199.5202 | 59.4892 | 0 | 140.031 | 199.5202 | 221.9784 | 195.8 | 58.38 | 0 | 137.42 | 195.8 | 5% | 8 | 2.6667 | 2.44 | 6.4632 | 0.37752 | 22.0394 | 217.8394
(1) 60in Retrofits in Medium Temp Reach-in Display Cases LED | (1) 60in T8 Linear Fluorescent | 136.36 | 48.765 | 5 | 27.7902 | 9.9383 | 0 | 17.8519 | 27.7902 | 31.542 | 138.9508 | 49.6915 | 0 | 89.2593 | 138.9508 | 157.7102 | 136.36 | 48.765 | 0 | 87.595 | 136.36 | 5% | 8 | 2.6667 | 2.44 | 6.4632 | 0.37752 | 18.4096 | 154.7696
(1) 60in Retrofits in Medium Temp Reach-in Display Cases LED | (1) 60in T12 Linear Fluorescent | 136.36 | 56.94 | 5 | 27.7902 | 11.6044 | 0 | 16.1858 | 27.7902 | 32.171 | 138.9508 | 58.0219 | 0 | 80.929 | 138.9508 | 160.8551 | 136.36 | 56.94 | 0 | 79.42 | 136.36 | 5% | 8 | 2.6667 | 2.44 | 6.4632 | 0.37752 | 21.4958 | 157.8558
(1) 48in Medium Temp Reach-in Display Cases Canopy LED | (2) 48in T12 Linear Fluorescent | 118.19 | 31.78 | 4 | 30.1089 | 8.096 | 0 | 22.0129 | 30.1089 | 33.1653 | 120.4356 | 32.3838 | 0 | 88.0518 | 120.4356 | 132.6611 | 118.19 | 31.78 | 0 | 86.41 | 118.19 | 5% | 8 | 2.6667 | 2.44 | 6.4632 | 0.37752 | 11.9975 | 130.1875
(1) 72in Retrofits in Low Temp Reach-in Display Cases LED | (1) 72in T12 Linear Fluorescent | 195.8 | 58.38 | 6 | 33.2534 | 9.9149 | 0 | 23.3385 | 33.2534 | 36.9964 | 199.5202 | 59.4892 | 0 | 140.031 | 199.5202 | 221.9784 | 195.8 | 58.38 | 0 | 137.42 | 195.8 | 5% | 8 | 2.6667 | 2.44 | 6.4632 | 0.37752 | 22.0394 | 217.8394
(1) 48in Medium Temp Reach-in Display Cases Canopy LED | (1) 48in T12 Linear Fluorescent | 118.19 | 29.06 | 4 | 30.1089 | 7.403 | 0 | 22.7059 | 30.1089 | 32.9037 | 120.4356 | 29.6121 | 0 | 90.8235 | 120.4356 | 131.6147 | 118.19 | 29.06 | 0 | 89.13 | 118.19 | 5% | 8 | 2.6667 | 2.44 | 6.4632 | 0.37752 | 10.9706 | 129.1606
Source | Itron calculations based on Work Paper SCE13LG098 Revision 4. June 8th, 2016. (retired 12/31/2016)
Note | Note: 2017 cost values use the last revision date as the basyyear for inflation adjustment for CA Workpapers
Return To Mid-A TRM_MCS_Measures

## Itron_CA_IOU_OutdoorLED
Recommended Values |  | Measure Description |  | Baseline Description |  |  |  | Measure Unit Cost | Base Cost | Labor Cost | Time of Sale/New Incremental Cost | Initial Retrofit/Early Replacement Incremental Cost | Lifecycle Retrofit/Early Replacement Incremental Cost
LED Outdoor Pole/Arm or Wall-Mounted Area & Roadway Lighting Luminaires and Retrofit Kits |  | LED Fixtures up to 150 W |  | High Intensity Discharge Fixture up to 250W |  |  |  | 637.0477 | 418.915 | 89.7218 | 218.1327 | 726.7696 | 412.9147
LED Outdoor Pole/Arm or Wall-Mounted Area & Roadway Lighting Luminaires and Retrofit Kits |  | LED Fixtures between 150W to 265W |  | High Intensity Discharge Fixture between 265 and 465 W |  |  |  | 1286.488 | 546.137 | 103.2403 | 740.351 | 1389.7283 | 996.3586
LED Parking Garage/Canopy Luminaires and Retrofit Kits |  | LED Fixtures up to 150 W |  | High Intensity Discharge Fixture up to 200W |  |  |  | 938.4275 | 317.045 | 138.0019 | 621.3825 | 1076.4294 | 803.4346
LED Parking Garage/Canopy Luminaires and Retrofit Kits |  | LED Fixtures between 150W to 265W |  | High Intensity Discharge Fixture between 200 and 400 W |  |  |  | 1693.89 | 389.0933 | 138.0019 | 1304.7967 | 1831.8919 | 1515.6734
LED Parking Garage/Canopy Luminaires and Retrofit Kits |  | LED Fixtures greater than 265 W |  | High Intensity Discharge Fixture greater than 400W |  |  |  | 2967.905 | 599.55 | 138.0019 | 2368.355 | 3105.9069 | 2663.4299
LED Outdoor Pole/Arm or Wall-Mounted Area & Roadway Lighting Luminaires and Retrofit Kits | [7 empty] | Recommended ($2017) | [5 empty] | Lifecycle Retrofit/Early Replacement Incremental Cost Calculator
Measure Code | Measure Description | Baseline Description | MeasMatlCost | StdMatlCost | IMC | IMC (2017$) | Labor | Measure Unit Cost | Federal Standard Cost | Labor Cost - MD Labor Adjusted | Time of Sale/New Incremental Cost | Initial Retrofit/Early Replacement Incremental Cost | Lifecycle Retrofit/Early Replacement Incremental Cost | Real Discount Rate | EUL | RUL | PV Real Levelized Carrying Charge for Existing Furnace | PV Real Levelized Carrying Charge for New Furnace | ER Cost factor (E/H) | Incremental cost of early replace w/ standard equipment
LT007 | LED Outdoor Area Lighting - Install 501-750 W Fixture | HIDFixt-PSMH-1000w-Ext(1080w) | 3256.2 | 646.95 | 2609.25 | 2609.25 | 187.14 | 3256.2 | 646.95 | 138.0019 | 2609.25 | 3394.2019 | 2923.2883 | 5% | 12 | 4 | 3.546 | 8.8633 | 0.40007 | 314.0383
LT008 | LED Outdoor Area Lighting - Install 266-500 W Fixture | HIDFixt-PSMH-750w-Ext(818w) | 2679.61 | 552.15 | 2127.46 | 2127.46 | 187.14 | 2679.61 | 552.15 | 138.0019 | 2127.46 | 2817.6119 | 2403.5714 | 5% | 12 | 4 | 3.546 | 8.8633 | 0.40007 | 276.1114
LT009 | LED Outdoor Area Lighting - Install 226-265 W Fixture | HIDFixt-HPS-400w-Ext(465w) | 1908.92 | 419.43 | 1489.49 | 1489.49 | 187.14 | 1908.92 | 419.43 | 138.0019 | 1489.49 | 2046.9219 | 1712.5036 | 5% | 12 | 4 | 3.546 | 8.8633 | 0.40007 | 223.0136
LT010 | LED Outdoor Area Lighting - Install 193-225 W Fixture | HIDFixt-HPS-310w-Ext(365w) | 1680.57 | 385.3 | 1295.27 | 1295.27 | 187.14 | 1680.57 | 385.3 | 138.0019 | 1295.27 | 1818.5719 | 1504.6291 | 5% | 12 | 4 | 3.546 | 8.8633 | 0.40007 | 209.3591
LT011 | LED Outdoor Area Lighting - Install 151-192 W Fixture | HIDFixt-HPS-250w-Ext(295w) | 1492.18 | 362.55 | 1129.63 | 1129.63 | 187.14 | 1492.18 | 362.55 | 138.0019 | 1129.63 | 1630.1819 | 1329.8875 | 5% | 12 | 4 | 3.546 | 8.8633 | 0.40007 | 200.2575
LT012 | LED Outdoor Area Lighting - Install 111-150 W Fixture | HIDFixt-HPS-200w-Ext(250w) | 1252.41 | 343.59 | 908.82 | 908.82 | 187.14 | 1252.41 | 343.59 | 138.0019 | 908.82 | 1390.4119 | 1101.4921 | 5% | 12 | 4 | 3.546 | 8.8633 | 0.40007 | 192.6721
LT013 | LED Outdoor Area Lighting - Install 71-110 W Fixture | HIDFixt-HPS-150w-Ext(188w) | 1024.06 | 324.63 | 699.43 | 699.43 | 187.14 | 1024.06 | 324.63 | 138.0019 | 699.43 | 1162.0619 | 884.5167 | 5% | 12 | 4 | 3.546 | 8.8633 | 0.40007 | 185.0867
LT014 | LED Outdoor Area Lighting - Install 51-70 W Fixture | HIDFixt-HPS-100w-Ext(138w) | 795.71 | 305.67 | 490.04 | 490.04 | 187.14 | 795.71 | 305.67 | 138.0019 | 490.04 | 933.7119 | 667.5413 | 5% | 12 | 4 | 3.546 | 8.8633 | 0.40007 | 177.5013
LT015 | LED Outdoor Area Lighting - Install 0-50 W Fixture | HIDFixt-HPS-70w-Ext(95w) | 681.53 | 294.29 | 387.24 | 387.24 | 187.14 | 681.53 | 294.29 | 138.0019 | 387.24 | 819.5319 | 560.1885 | 5% | 12 | 4 | 3.546 | 8.8633 | 0.40007 | 172.9485
LT018 | LED Street Lighting - Install 226-265 W Fixture | HIDFixt-HPS-400w-Ext(465w) | 1826.12 | 726.01 | 1100.11 | 1100.11 | 187.14 | 1826.12 | 726.01 | 138.0019 | 1100.11 | 1964.1219 | 1445.7781 | 5% | 12 | 4 | 3.546 | 8.8633 | 0.40007 | 345.6681
LT019 | LED Street Lighting - Install 193-225 W Fixture | HIDFixt-HPS-310w-Ext(365w) | 1640.56 | 712.13 | 928.43 | 928.43 | 187.14 | 1640.56 | 712.13 | 138.0019 | 928.43 | 1778.5619 | 1268.5451 | 5% | 12 | 4 | 3.546 | 8.8633 | 0.40007 | 340.1151
LT020 | LED Street Lighting - Install 151-192 W Fixture | HIDFixt-HPS-250w-Ext(295w) | 1457.74 | 702.88 | 754.86 | 754.86 | 187.14 | 1457.74 | 702.88 | 138.0019 | 754.86 | 1595.7419 | 1091.2744 | 5% | 12 | 4 | 3.546 | 8.8633 | 0.40007 | 336.4144
LT021 | LED Street Lighting - Install 111-150 W Fixture | HIDFixt-HPS-200w-Ext(250w) | 1225.06 | 695.17 | 529.89 | 529.89 | 187.14 | 1225.06 | 695.17 | 138.0019 | 529.89 | 1363.0619 | 863.2199 | 5% | 12 | 4 | 3.546 | 8.8633 | 0.40007 | 333.3299
LT022 | LED Street Lighting - Install 71-110 W Fixture | HIDFixt-HPS-150w-Ext(188w) | 1003.46 | 687.46 | 316 | 316 | 187.14 | 1003.46 | 687.46 | 138.0019 | 316 | 1141.4619 | 646.2453 | 5% | 12 | 4 | 3.546 | 8.8633 | 0.40007 | 330.2453
LT023 | LED Street Lighting - Install 51-70 W Fixture | HIDFixt-HPS-100w-Ext(138w) | 781.86 | 679.75 | 102.11 | 102.11 | 187.14 | 781.86 | 679.75 | 138.0019 | 102.11 | 919.8619 | 429.2707 | 5% | 12 | 4 | 3.546 | 8.8633 | 0.40007 | 327.1607
LT024 | LED Street Lighting - Install 0-50 W Fixture | HIDFixt-HPS-70w-Ext(95w) | 754.16 | 675.12 | 79.04 | 79.04 | 187.14 | 754.16 | 675.12 | 138.0019 | 79.04 | 892.1619 | 404.3484 | 5% | 12 | 4 | 3.546 | 8.8633 | 0.40007 | 325.3084
LT067 | LS1 LED Street Lighting - Install 226-265 W Fixture | HIDFixt-HPS-400w-Ext(465w) | 1826.12 | 726.01 | 1100.11 | 1100.11 | 187.14 | 1826.12 | 726.01 | 138.0019 | 1100.11 | 1964.1219 | 1445.7781 | 5% | 12 | 4 | 3.546 | 8.8633 | 0.40007 | 345.6681
LT068 | LS1 LED Street Lighting - Install 193-225 W Fixture | HIDFixt-HPS-310w-Ext(365w) | 1640.56 | 712.13 | 928.43 | 928.43 | 187.14 | 1640.56 | 712.13 | 138.0019 | 928.43 | 1778.5619 | 1268.5451 | 5% | 12 | 4 | 3.546 | 8.8633 | 0.40007 | 340.1151
LT069 | LS1 LED Street Lighting - Install 151-192 W Fixture | HIDFixt-HPS-250w-Ext(295w) | 1457.74 | 702.88 | 754.86 | 754.86 | 187.14 | 1457.74 | 702.88 | 138.0019 | 754.86 | 1595.7419 | 1091.2744 | 5% | 12 | 4 | 3.546 | 8.8633 | 0.40007 | 336.4144
LT070 | LS1 LED Street Lighting - Install 111-150 W Fixture | HIDFixt-HPS-200w-Ext(250w) | 1225.06 | 695.17 | 529.89 | 529.89 | 187.14 | 1225.06 | 695.17 | 138.0019 | 529.89 | 1363.0619 | 863.2199 | 5% | 12 | 4 | 3.546 | 8.8633 | 0.40007 | 333.3299
LT071 | LS1 LED Street Lighting - Install 71-110 W Fixture | HIDFixt-HPS-150w-Ext(188w) | 1003.46 | 687.46 | 316 | 316 | 187.14 | 1003.46 | 687.46 | 138.0019 | 316 | 1141.4619 | 646.2453 | 5% | 12 | 4 | 3.546 | 8.8633 | 0.40007 | 330.2453
LT072 | LS1 LED Street Lighting - Install 51-70 W Fixture | HIDFixt-HPS-100w-Ext(138w) | 781.86 | 679.75 | 102.11 | 102.11 | 187.14 | 781.86 | 679.75 | 138.0019 | 102.11 | 919.8619 | 429.2707 | 5% | 12 | 4 | 3.546 | 8.8633 | 0.40007 | 327.1607
LT073 | LS1 LED Street Lighting - Install 0-50 W Fixture | HIDFixt-HPS-70w-Ext(95w) | 754.16 | 675.12 | 79.04 | 79.04 | 187.14 | 754.16 | 675.12 | 138.0019 | 79.04 | 892.1619 | 404.3484 | 5% | 12 | 4 | 3.546 | 8.8633 | 0.40007 | 325.3084
Source: Work Paper PGECOLTG151. LED Outdoor Street and Area Lighting. Revision 7. 2017
LED Outdoor Pole/Arm or Wall-Mounted Area & Roadway Lighting Luminaires and Retrofit Kits | [7 empty] | Recommended ($2017) | [5 empty] | $2016 |  |  |  |  | Lifecycle Retrofit/Early Replacement Incremental Cost Calculator
Measure Code | Measure Description | Baseline Description | MeasMatlCost | StdMatlCost | IMC | IMC (2017$) | Labor | Measure Unit Cost | Federal Standard Cost | Labor Cost - MD Labor Adjusted | Time of Sale/New Incremental Cost | Initial Retrofit/Early Replacement Incremental Cost | Lifecycle Retrofit/Early Replacement Incremental Cost | Measure Cost | Federal Standard Cost | Incremental Labor Cost - MD Labor Adjusted | Time of Sale/New Incremental Cost | Initial Retrofit/Early Replacement Incremental Cost | Real Discount Rate | EUL | RUL | PV Real Levelized Carrying Charge for Existing Furnace | PV Real Levelized Carrying Charge for New Furnace | ER Cost factor (E/H) | Incremental cost of early replace w/ standard equipment | Lifecycle Retrofit/Early Replacement Incremental Cost
LT-27419 | LED Street Light 28 Watts | HPS Street Light 66 Watts | 361.53 | 174.25 | 187.28 | 190.8383 | 68 | 368.3991 | 177.5607 | 51.0977 | 190.8383 | 419.4968 | 263.2253 | 361.53 | 174.25 | 50.145 | 187.28 | 411.675 | 5% | 12 | 4 | 3.546 | 8.8633 | 0.40007 | 71.0373 | 258.3173
LT-73136 | LED Street Light 43 Watts | HPS Street Light 95 Watts | 378.06 | 174.25 | 203.81 | 207.6824 | 68 | 378.06 | 174.25 | 51.0977 | 203.81 | 429.1577 | 278.7197 | 378.06 | 174.25 | 50.145 | 203.81 | 428.205 | 5% | 12 | 4 | 3.546 | 8.8633 | 0.40007 | 69.7128 | 273.5228
LT-80500 | LED Street Light 54 Watts | HPS Street Light 138 Watts | 411.44 | 174.25 | 237.19 | 241.6966 | 68 | 411.44 | 174.25 | 51.0977 | 237.19 | 462.5377 | 312.7339 | 411.44 | 174.25 | 50.145 | 237.19 | 461.585 | 5% | 12 | 4 | 3.546 | 8.8633 | 0.40007 | 69.7128 | 306.9028
LT-24820 | LED Street Light 90 Watts | HPS Street Light 188 Watts | 448.51 | 174.25 | 274.26 | 279.4709 | 68 | 448.51 | 174.25 | 51.0977 | 274.26 | 499.6077 | 350.5083 | 448.51 | 174.25 | 50.145 | 274.26 | 498.655 | 5% | 12 | 4 | 3.546 | 8.8633 | 0.40007 | 69.7128 | 343.9728
LT-78130 | LED Street Light 130 Watts | HPS Street Light 250 Watts | 505.93 | 214.74 | 291.19 | 296.7226 | 68 | 505.93 | 214.74 | 51.0977 | 291.19 | 557.0277 | 384.2667 | 505.93 | 214.74 | 50.145 | 291.19 | 556.075 | 5% | 12 | 4 | 3.546 | 8.8633 | 0.40007 | 85.9117 | 377.1017
LT-35164 | LED Street Light 190 Watts | HPS Street Light 295 Watts | 667.97 | 225.67 | 442.3 | 450.7037 | 68 | 667.97 | 225.67 | 51.0977 | 442.3 | 719.0677 | 542.7037 | 667.97 | 225.67 | 50.145 | 442.3 | 718.115 | 5% | 12 | 4 | 3.546 | 8.8633 | 0.40007 | 90.2845 | 532.5845
LT-61338 | LED Street Light 222 Watts | HPS Street Light 365 Watts | 814.73 | 268.18 | 546.55 | 556.9344 | 68 | 814.73 | 268.18 | 51.0977 | 546.55 | 865.8277 | 666.2647 | 814.73 | 268.18 | 50.145 | 546.55 | 864.875 | 5% | 12 | 4 | 3.546 | 8.8633 | 0.40007 | 107.2917 | 653.8417
LT-81983 | LED Street Light 260 Watts | HPS Street Light 465 Watts | 777.6 | 343.04 | 434.56 | 442.8166 | 68 | 777.6 | 343.04 | 51.0977 | 434.56 | 828.6977 | 582.6654 | 777.6 | 343.04 | 50.145 | 434.56 | 827.745 | 5% | 12 | 4 | 3.546 | 8.8633 | 0.40007 | 137.2412 | 571.8012
LT-94198 | LED Street Light 28 Watts | PSMH Street Light 95 Watts | 324.72 | 213.11 | 111.61 | 113.7306 | 68 | 324.72 | 213.11 | 51.0977 | 111.61 | 375.8177 | 200.6101 | 324.72 | 213.11 | 50.145 | 111.61 | 374.865 | 5% | 12 | 4 | 3.546 | 8.8633 | 0.40007 | 85.2596 | 196.8696
LT-18053 | LED Street Light 54 Watts | PSMH Street Light 128 Watts | 331.5 | 213.11 | 118.39 | 120.6394 | 68 | 331.5 | 213.11 | 51.0977 | 118.39 | 382.5977 | 207.519 | 331.5 | 213.11 | 50.145 | 118.39 | 381.645 | 5% | 12 | 4 | 3.546 | 8.8633 | 0.40007 | 85.2596 | 203.6496
LT-39353 | LED Street Light 90 Watts | PSMH Street Light 190 Watts | 332.53 | 240.89 | 91.64 | 93.3812 | 68 | 332.53 | 240.89 | 51.0977 | 91.64 | 383.6277 | 191.5859 | 332.53 | 240.89 | 50.145 | 91.64 | 382.675 | 5% | 12 | 4 | 3.546 | 8.8633 | 0.40007 | 96.3737 | 188.0137
LT-59292 | LED Street Light 90 Watts | PSMH Street Light 215 Watts | 339.99 | 233.77 | 106.22 | 108.2382 | 68 | 339.99 | 233.77 | 51.0977 | 106.22 | 391.0877 | 203.5403 | 339.99 | 233.77 | 50.145 | 106.22 | 390.135 | 5% | 12 | 4 | 3.546 | 8.8633 | 0.40007 | 93.5251 | 199.7451
LT-35035 | LED Street Light 130 Watts | PSMH Street Light 295 Watts | 496.7 | 249.54 | 247.16 | 251.856 | 68 | 496.7 | 249.54 | 51.0977 | 247.16 | 547.7977 | 353.5872 | 496.7 | 249.54 | 50.145 | 247.16 | 546.845 | 5% | 12 | 4 | 3.546 | 8.8633 | 0.40007 | 99.8343 | 346.9943
LT-46736 | LED Street Light 190 Watts | PSMH Street Light 458 Watts | 755.74 | 342.44 | 413.3 | 421.1527 | 68 | 755.74 | 342.44 | 51.0977 | 413.3 | 806.8377 | 560.7568 | 755.74 | 342.44 | 50.145 | 413.3 | 805.885 | 5% | 12 | 4 | 3.546 | 8.8633 | 0.40007 | 137.0011 | 550.3011
Source: Work Paper SCE13LG097. LED Street Lighting. Revision 3. 11/02/2016
Return To Mid-A TRM_MCS_Measures

## Itron_CA_IOU_LEDHigh&LowBay
Recommended Values |  | Measure Description |  | Possible Baseline Descriptions |  |  |  | Measure Unit Cost | Base Cost | Labor Cost | Time of Sale/New Incremental Cost | Initial Retrofit/Early Replacement Incremental Cost | Lifecycle Retrofit/Early Replacement Incremental Cost
LED High-Bay & Low-Bay Luminaires and Retrofit Kits |  | LED High Bay Fixture up to 220 W |  | PSMH up to 320 W 4ft T8 VHLO MH up to 350 W |  |  |  | 404.5449 | 255.1467 | 116.1734 | 149.3981 | 520.7182 | 297.9534
LED High-Bay & Low-Bay Luminaires and Retrofit Kits |  | LED High Bay Fixture between 220 - 320 W |  | PSMH between 320-450 W MH between 350-450 W |  |  |  | 676.3577 | 289.31 | 116.1734 | 387.0478 | 792.5311 | 549.2708
LED High-Bay & Low-Bay Luminaires and Retrofit Kits |  | LED High Bay Fixture greater than 320 W |  | PSMH greater than 450 W MH greater than 450 W |  |  |  | 1333.4577 | 330.4288 | 116.1734 | 1003.0289 | 1449.6311 | 1181.7026
LED High-Bay & Low-Bay Luminaires and Retrofit Kits | [11 empty] | Recommended ($2017) | [5 empty] | $2014 |  |  |  |  | Lifecycle Retrofit/Early Replacement Incremental Cost Calculator $2017
Measure Code | Measure Description | Baseline Description | Base Case system wattage | Minimum Fixture Lumens | LED minimum wattage | LED Maximum wattage | MeasMatlCost | StdMatlCost | IMC | IMC (2017$) | Labor | Measure Unit Cost | Federal Standard Cost | Labor Cost - MD Labor Adjusted | Time of Sale/New Incremental Cost | Initial Retrofit/Early Replacement Incremental Cost | Lifecycle Retrofit/Early Replacement Incremental Cost | Measure Cost | Federal Standard Cost | Incremental Labor Cost - MD Labor Adjusted | Time of Sale/New Incremental Cost | Initial Retrofit/Early Replacement Incremental Cost | Real Discount Rate | EUL | RUL | PV Real Levelized Carrying Charge for Existing Furnace | PV Real Levelized Carrying Charge for New Furnace | ER Cost factor (E/H) | Incremental cost of early replace w/ standard equipment | Lifecycle Retrofit/Early Replacement Incremental Cost
LD101 | LED High/Low Bay: 40 to 131 watts, replacing 175W PS-MH | Pulse-Start MH 175 | 208 | 6200 | 48 | 131 | 255.35 | 208.29 | 47.06 | 49.7937 | 148.89 | 270.1832 | 220.3895 | 116.1734 | 49.7937 | 386.3566 | 184.4436 | 255.35 | 208.29 | 109.7954 | 47.06 | 365.1454 | 0.05 | 12 | 4 | 3.546 | 8.8633 | 0.40007 | 127.2575 | 174.3175
LD102 | LED High/Low Bay: >131 to 160 watts, replacing 200W PS-MH | Pulse-Start MH 200 | 232 | 9600 | > 131 | 160 | 309 | 213.94 | 95.06 | 100.582 | 148.89 | 326.9498 | 226.3677 | 116.1734 | 100.582 | 443.1232 | 237.6236 | 309 | 213.94 | 109.7954 | 95.06 | 418.7954 | 0.05 | 12 | 4 | 3.546 | 8.8633 | 0.40007 | 129.5179 | 224.5779
LD103 | LED High/Low Bay: >160 to 187 watts, replacing 250 W PS-MH | Pulse-Start MH 250 | 288 | 11200 | > 160 | 187 | 525.37 | 217.55 | 307.82 | 325.7012 | 148.89 | 555.8887 | 230.1874 | 116.1734 | 325.7012 | 672.0621 | 464.2709 | 525.37 | 217.55 | 109.7954 | 307.82 | 635.1654 | 0.05 | 12 | 4 | 3.546 | 8.8633 | 0.40007 | 130.9622 | 438.7822
LD104 | LED High/Low Bay: >187 to 220 watts, replacing 320W PS-MH | Pulse-Start MH 320 | 365 | 12900 | > 187 | 220 | 488.79 | 265.08 | 223.71 | 236.7053 | 148.89 | 517.1837 | 280.4785 | 116.1734 | 236.7053 | 633.3571 | 395.3951 | 488.79 | 265.08 | 109.7954 | 223.71 | 598.5854 | 0.05 | 12 | 4 | 3.546 | 8.8633 | 0.40007 | 149.9776 | 373.6876
LD105 | LED High/Low Bay: >220 to 262 watts, replacing 350W PS-MH | Pulse-Start MH 350 | 400 | 15800 | > 220 | 262 | 588.93 | 269.19 | 319.74 | 338.3137 | 148.89 | 623.1409 | 284.8272 | 116.1734 | 338.3137 | 739.3142 | 498.7433 | 588.93 | 269.19 | 109.7954 | 319.74 | 698.7254 | 0.05 | 12 | 4 | 3.546 | 8.8633 | 0.40007 | 151.6219 | 471.3619
LD106 | LED High/Low Bay: >262 to 280 watts, replacing 400W PS-MH | Pulse-Start MH 400 | 456 | 21600 | > 262 | 280 | 490.78 | 276.16 | 214.62 | 227.0872 | 148.89 | 519.2893 | 292.2021 | 116.1734 | 227.0872 | 635.4627 | 390.4674 | 490.78 | 276.16 | 109.7954 | 214.62 | 600.5754 | 0.05 | 12 | 4 | 3.546 | 8.8633 | 0.40007 | 154.4105 | 369.0305
LD107 | LED High/Low Bay: >280 to 320 watts, replacing 450W PS-MH | Pulse-Start MH 450 | 506 | 23900 | > 280 | 320 | 955.03 | 280.06 | 674.97 | 714.1789 | 148.89 | 1010.5076 | 296.3286 | 116.1734 | 714.1789 | 1126.6809 | 879.21 | 955.03 | 280.06 | 109.7954 | 674.97 | 1064.8254 | 0.05 | 12 | 4 | 3.546 | 8.8633 | 0.40007 | 155.9707 | 830.9407
LD108 | LED High/Low Bay: >320 to 500 watts, replacing 750W PS-MH | Pulse-Start MH 750 | 818 | 32300 | > 320 | 500 | 1028.15 | 302.15 | 726 | 768.1732 | 148.89 | 1087.8751 | 319.7019 | 116.1734 | 768.1732 | 1204.0485 | 942.5553 | 1028.15 | 302.15 | 109.7954 | 726 | 1137.9454 | 0.05 | 12 | 4 | 3.546 | 8.8633 | 0.40007 | 164.8084 | 890.8084
LD109 | LED High/Low Bay: > 500 to 750 watts, replacing 1000W PS-MH | Pulse-Start MH 1000 | 1080 | 43400 | > 500 | 750 | 1492.35 | 323.05 | 1169.3 | 1237.2245 | 148.89 | 1579.0404 | 341.8159 | 116.1734 | 1237.2245 | 1695.2138 | 1420.4538 | 1492.35 | 323.05 | 109.7954 | 1169.3 | 1602.1454 | 0.05 | 12 | 4 | 3.546 | 8.8633 | 0.40007 | 173.1699 | 1342.4699
LD111 | LED High/Low Bay: 40 to 131 watts, Replacing T8 Fluorescent 2nd generation 4L VHLO | T8 Linear Fluorescent 2nd generation 4L VHLO | 151 | 6200 | 48 | 131 | 255.35 | 230.19 | 25.16 | 26.6215 | 148.89 | 270.1832 | 243.5617 | 116.1734 | 26.6215 | 386.3566 | 170.542 | 255.35 | 230.19 | 109.7954 | 25.16 | 365.1454 | 0.05 | 12 | 4 | 3.546 | 8.8633 | 0.40007 | 136.0191 | 161.1791
LD112 | LED High/Low Bay: >131 to 160 watts, Replacing T8 Fluorescent 2nd generation 6L VHLO | T8 Linear Fluorescent 2nd generation 6L VHLO | 226 | 9600 | > 131 | 160 | 309 | 278.66 | 30.34 | 32.1024 | 148.89 | 326.9498 | 294.8473 | 116.1734 | 32.1024 | 443.1232 | 196.5409 | 309 | 278.66 | 109.7954 | 30.34 | 418.7954 | 0.05 | 12 | 4 | 3.546 | 8.8633 | 0.40007 | 155.4106 | 185.7506
LD113 | LED High/Low Bay: >160 to 220 watts, Replacing T8 Fluorescent 2nd generation 8L VHLO | T8 Linear Fluorescent 2nd generation 8L VHLO | 302 | 11200 | > 160 | 220 | 484.31 | 327.14 | 157.17 | 166.3 | 148.89 | 512.4435 | 346.1435 | 116.1734 | 166.3 | 628.6169 | 351.2606 | 484.31 | 327.14 | 109.7954 | 157.17 | 594.1054 | 0.05 | 12 | 4 | 3.546 | 8.8633 | 0.40007 | 174.8062 | 331.9762
Source: Work Paper PGECOLTG172. LED High Bay and Low Bay Fixtures Revision 2.01/01/2016. Work Paper data comes from LED Study Cost from Navigant, from 2014-2015 cost data.
LED High-Bay & Low-Bay Luminaires and Retrofit Kits | [7 empty] | Recommended ($2017) | [5 empty] | $2014 |  |  |  |  | Lifecycle Retrofit/Early Replacement Incremental Cost Calculator
Measure Code | Measure Description | Baseline Description | MeasMatlCost | StdMatlCost | IMC | IMC (2017$) | Labor | Measure Unit Cost | Federal Standard Cost | Labor Cost - MD Labor Adjusted | Time of Sale/New Incremental Cost | Initial Retrofit/Early Replacement Incremental Cost | Lifecycle Retrofit/Early Replacement Incremental Cost | Measure Cost | Federal Standard Cost | Incremental Labor Cost -MD Labor Adjusted | Time of Sale/New Incremental Cost | Initial Retrofit/Early Replacement Incremental Cost | Real Discount Rate | EUL | RUL | PV Real Levelized Carrying Charge for Existing Furnace | PV Real Levelized Carrying Charge for New Furnace | ER Cost factor (E/H) | Incremental cost of early replace w/ standard equipment | Lifecycle Retrofit/Early Replacement Incremental Cost
LT-20785 | 40 to 131 Watt High/Low Bay LED | 175 Watt Pulse Start Metal Halide | 255.3525 | 208.2945 | 47.058 | 48.8632 | 148.89 | 270.1859 | 220.3943 | 116.1734 | 49.7916 | 386.3593 | 184.4433 | 255.3525 | 208.2945 | 109.7954 | 47.058 | 365.1479 | 0.05 | 12 | 4 | 3.546 | 8.8633 | 0.40007 | 127.2593 | 174.3173
LT-47551 | >131 to 160 Watt High/Low Bay LED | 200 Watt Pulse Start Metal Halide | 309 | 213.943 | 95.057 | 98.7035 | 148.89 | 326.9498 | 226.3709 | 116.1734 | 100.5789 | 443.1232 | 237.6217 | 309 | 213.943 | 109.7954 | 95.057 | 418.7954 | 0.05 | 12 | 4 | 3.546 | 8.8633 | 0.40007 | 129.5191 | 224.5761
LT-99280 | >160 to 187 Watt High/Low Bay LED | 250 Watt Pulse Start Metal Halide | 525.3663 | 217.5522 | 307.8141 | 319.6221 | 148.89 | 555.8847 | 230.1897 | 116.1734 | 325.695 | 672.0581 | 464.2656 | 525.3663 | 217.5522 | 109.7954 | 307.8141 | 635.1616 | 0.05 | 12 | 4 | 3.546 | 8.8633 | 0.40007 | 130.963 | 438.7771
LT-36878 | >187 to 220 Watt High/Low Bay LED | 320 Watt Pulse Start Metal Halide | 488.7933 | 265.0752 | 223.7182 | 232.3002 | 148.89 | 517.1873 | 280.4733 | 116.1734 | 236.7139 | 633.3607 | 395.4017 | 488.7933 | 265.0752 | 109.7954 | 223.7182 | 598.5887 | 0.05 | 12 | 4 | 3.546 | 8.8633 | 0.40007 | 149.9757 | 373.6939
LT-70713 | >220 to 262 Watt High/Low Bay LED | 350 Watt Pulse Start Metal Halide | 588.9275 | 269.1853 | 319.7422 | 332.0079 | 148.89 | 623.1382 | 284.8222 | 116.1734 | 338.316 | 739.3116 | 498.7436 | 588.9275 | 269.1853 | 109.7954 | 319.7422 | 698.7229 | 0.05 | 12 | 4 | 3.546 | 8.8633 | 0.40007 | 151.6201 | 471.3623
LT-28599 | >262 to 280 Watt High/Low Bay LED | 400 Watt Pulse Start Metal Halide | 490.777 | 276.1562 | 214.6208 | 222.8539 | 148.89 | 519.2862 | 292.1981 | 116.1734 | 227.0881 | 635.4596 | 390.4666 | 490.777 | 276.1562 | 109.7954 | 214.6208 | 600.5724 | 0.05 | 12 | 4 | 3.546 | 8.8633 | 0.40007 | 154.4089 | 369.0297
LT-79419 | >280 to 320 Watt High/Low Bay LED | 450 Watt Pulse Start Metal Halide | 955.025 | 280.0564 | 674.9686 | 700.861 | 148.89 | 1010.5023 | 296.3249 | 116.1734 | 714.1774 | 1126.6757 | 879.2069 | 955.025 | 280.0564 | 109.7954 | 674.9686 | 1064.8204 | 0.05 | 12 | 4 | 3.546 | 8.8633 | 0.40007 | 155.9693 | 830.9379
LT-22805 | >320 to 500 Watt High/Low Bay LED | 750 Watt Pulse Start Metal Halide | 1028.15 | 302.1536 | 725.9964 | 753.8464 | 148.89 | 1087.8751 | 319.7057 | 116.1734 | 768.1694 | 1204.0485 | 942.553 | 1028.15 | 302.1536 | 109.7954 | 725.9964 | 1137.9454 | 0.05 | 12 | 4 | 3.546 | 8.8633 | 0.40007 | 164.8098 | 890.8062
LT-68702 | >500 to 750 Watt High/Low Bay LED | 1000 Watt Pulse Start Metal Halide | 1492.35 | 323.0474 | 1169.3026 | 1214.1582 | 148.89 | 1579.0404 | 341.8132 | 116.1734 | 1237.2272 | 1695.2138 | 1420.4554 | 1492.35 | 323.0474 | 109.7954 | 1169.3026 | 1602.1454 | 0.05 | 12 | 4 | 3.546 | 8.8633 | 0.40007 | 173.1689 | 1342.4714
LT-35334 | 40 to 131 Watt High/Low Bay LED | (4) 48in T8 VHLO | 255.3525 | 230.1862 | 25.1663 | 26.1317 | 148.89 | 270.1859 | 243.5577 | 116.1734 | 26.6282 | 386.3593 | 170.547 | 255.3525 | 230.1862 | 109.7954 | 25.1663 | 365.1479 | 0.05 | 12 | 4 | 3.546 | 8.8633 | 0.40007 | 136.0176 | 161.1838
LT-68154 | >131 to 160 Watt High/Low Bay LED | (6) 48in T8 VHLO | 309 | 278.6636 | 30.3364 | 31.5001 | 148.89 | 326.9498 | 294.8512 | 116.1734 | 32.0986 | 443.1232 | 196.5386 | 309 | 278.6636 | 109.7954 | 30.3364 | 418.7954 | 0.05 | 12 | 4 | 3.546 | 8.8633 | 0.40007 | 155.4121 | 185.7485
LT-54307 | >160 to 220 Watt High/Low Bay LED | (8) 48in T8 VHLO | 484.309 | 327.141 | 157.168 | 163.1971 | 148.89 | 512.4424 | 346.1446 | 116.1734 | 166.2978 | 628.6158 | 351.2589 | 484.309 | 327.141 | 109.7954 | 157.168 | 594.1044 | 0.05 | 12 | 4 | 3.546 | 8.8633 | 0.40007 | 174.8066 | 331.9746
LT-55561 | 40 to 131 Watt High/Low Bay LED | 175 Watt Metal Halide | 255.3525 | 206.9597 | 48.3928 | 50.2492 | 148.89 | 270.1859 | 218.9819 | 116.1734 | 51.204 | 386.3593 | 185.2907 | 255.3525 | 206.9597 | 109.7954 | 48.3928 | 365.1479 | 0.05 | 12 | 4 | 3.546 | 8.8633 | 0.40007 | 126.7252 | 175.1181
LT-97550 | >131 to 160 Watt High/Low Bay LED | 250 Watt Metal Halide | 309 | 217.0256 | 91.9744 | 95.5027 | 148.89 | 326.9498 | 229.6325 | 116.1734 | 97.3172 | 443.1232 | 235.665 | 309 | 217.0256 | 109.7954 | 91.9744 | 418.7954 | 0.05 | 12 | 4 | 3.546 | 8.8633 | 0.40007 | 130.7523 | 222.7268
LT-71583 | >160 to 187 Watt High/Low Bay LED | 320 Watt Metal Halide | 525.3663 | 221.7391 | 303.6272 | 315.2746 | 148.89 | 555.8847 | 234.6199 | 116.1734 | 321.2648 | 672.0581 | 461.6079 | 525.3663 | 221.7391 | 109.7954 | 303.6272 | 635.1616 | 0.05 | 12 | 4 | 3.546 | 8.8633 | 0.40007 | 132.6381 | 436.2653
LT-86205 | >187 to 220 Watt High/Low Bay LED | 350 Watt Metal Halide | 488.7933 | 265.949 | 222.8443 | 231.3928 | 148.89 | 517.1873 | 281.398 | 116.1734 | 235.7893 | 633.3607 | 394.847 | 488.7933 | 265.949 | 109.7954 | 222.8443 | 598.5887 | 0.05 | 12 | 4 | 3.546 | 8.8633 | 0.40007 | 150.3253 | 373.1696
LT-79060 | >220 to 262 Watt High/Low Bay LED | 400 Watt Metal Halide | 588.9275 | 271.8734 | 317.0541 | 329.2166 | 148.89 | 623.1382 | 287.6665 | 116.1734 | 335.4717 | 739.3116 | 497.0373 | 588.9275 | 271.8734 | 109.7954 | 317.0541 | 698.7229 | 0.05 | 12 | 4 | 3.546 | 8.8633 | 0.40007 | 152.6955 | 469.7496
LT-63775 | >262 to 320 Watt High/Low Bay LED | 450 Watt Metal Halide | 722.901 | 278.2133 | 444.6877 | 461.7464 | 148.89 | 764.8942 | 294.3747 | 116.1734 | 470.5195 | 881.0676 | 634.7689 | 722.901 | 278.2133 | 109.7954 | 444.6877 | 832.6964 | 0.05 | 12 | 4 | 3.546 | 8.8633 | 0.40007 | 155.2319 | 599.9196
LT-96353 | >320 to 500 Watt High/Low Bay LED | 750 Watt Metal Halide | 1028.15 | 302.7908 | 725.3592 | 753.1847 | 148.89 | 1087.8751 | 320.3799 | 116.1734 | 767.4952 | 1204.0485 | 942.1485 | 1028.15 | 302.7908 | 109.7954 | 725.3592 | 1137.9454 | 0.05 | 12 | 4 | 3.546 | 8.8633 | 0.40007 | 165.0647 | 890.4239
LT-98618 | >500 to 750 Watt High/Low Bay LED | 1000 Watt Metal Halide | 1492.35 | 321.1604 | 1171.1896 | 1216.1176 | 148.89 | 1579.0404 | 339.8166 | 116.1734 | 1239.2238 | 1695.2138 | 1421.6533 | 1492.35 | 321.1604 | 109.7954 | 1171.1896 | 1602.1454 | 0.05 | 12 | 4 | 3.546 | 8.8633 | 0.40007 | 172.4139 | 1343.6035
Source: Work Paper SCE13LG111. LED High and Low Bay Fixtures. Revision 1. 10/01/2015. Work Paper data comes from LED Study Cost from Navigant, from 2014-2015 cost data.
Return To Mid-A TRM_MCS_Measures

## Itron_CA_IOU_RcssdDwnLght_LED
Recommended Values |  | Measure Description |  | Baseline Description |  |  |  | Measure Unit Cost | Base Cost | Labor Cost | Time of Sale/New Incremental Cost | Initial Retrofit/Early Replacement Incremental Cost | Lifecycle Retrofit/Early Replacement Incremental Cost
Solid State Lighting (LED) Recessed Downlight Luminaire |  | LED R-BR Fixtures |  | Base case cost for mix of 75% Incandescent and 25% CFL lamps |  |  |  | 19.0633 | 7.7667 | 3.3037 | 11.2967 | 22.367 | 14.4039
LED BR/R Lamps | [7 empty] | Recommended ($2017) | [5 empty] | $2017 |  |  |  |  | Lifecycle Retrofit/Early Replacement Incremental Cost Calculator
Measure Code | Measure Description | Baseline Description | MeasMatlCost | StdMatlCost | IMC | IMC (2017$) | Labor | Measure Unit Cost | Federal Standard Cost | Labor Cost - MD Labor Adjusted | Time of Sale/New Incremental Cost | Initial Retrofit/Early Replacement Incremental Cost | Lifecycle Retrofit/Early Replacement Incremental Cost | Measure Cost | Federal Standard Cost | Incremental Labor Cost - MD Labor Adjusted | Time of Sale/New Incremental Cost | Initial Retrofit/Early Replacement Incremental Cost | Real Discount Rate | EUL | RUL | PV Real Levelized Carrying Charge for Existing Furnace | PV Real Levelized Carrying Charge for New Furnace | ER Cost factor (E/H) | Incremental cost of early replace w/ standard equipment | Lifecycle Retrofit/Early Replacement Incremental Cost
L1070 | LED R-BR: <11 Watts (based on 6W) | Base case cost for mix of 75% Incandescent and 25% CFL lamps for LED TechID: LED-RefR(6w) | 15.12 | 7.53 | 7.59 | 7.59 | 4.48 | 15.12 | 7.53 | 3.3037 | 7.59 | 18.4237 | 10.6026 | 15.12 | 7.53 | 3.3037 | 7.59 | 18.4237 | 5% | 12 | 4 | 3.546 | 8.8633 | 0.40007 | 3.0126 | 10.6026
L1072 | LED R-BR: 11 to <14 Watts (based on 11W) | Base case cost for mix of 75% Incandescent and 25% CFL lamps for LED TechID: LED-RefR(6w) | 19.67 | 7.83 | 11.84 | 11.84 | 4.48 | 19.67 | 7.83 | 3.3037 | 11.84 | 22.9737 | 14.9726 | 19.67 | 7.83 | 3.3037 | 11.84 | 22.9737 | 5% | 12 | 4 | 3.546 | 8.8633 | 0.40007 | 3.1326 | 14.9726
L1073 | LED R-BR: 14 to ≤22 Watts (based on 14W) | Base case cost for mix of 75% Incandescent and 25% CFL lamps for LED TechID: LED-RefR(6w) | 22.4 | 7.94 | 14.46 | 14.46 | 4.48 | 22.4 | 7.94 | 3.3037 | 14.46 | 25.7037 | 17.6366 | 22.4 | 7.94 | 3.3037 | 14.46 | 25.7037 | 5% | 12 | 4 | 3.546 | 8.8633 | 0.40007 | 3.1766 | 17.6366
|  | Average | [5 empty] | 19.0633 | 7.7667 | 3.3037 | 11.2967 | 22.367 | 14.4039
Source: Work Paper PGECOLTG177. LED BR-R Lamps. Revision 4. 2017
* EUL varies by building type. For Commercial building types, the maximum EUL value is 12 years. 12 years was used here.
Interior LED Downlight Fixtures. | [7 empty] | Recommended ($2017) | [5 empty] | $2015 |  |  |  |  | Lifecycle Retrofit/Early Replacement Incremental Cost Calculator
Measure Code | Measure Description | Baseline Description | MeasMatlCost | StdMatlCost | IMC | IMC (2017$) | Labor | Measure Unit Cost | Federal Standard Cost | Labor Cost - MD Labor Adjusted | Time of Sale/New Incremental Cost | Initial Retrofit/Early Replacement Incremental Cost | Lifecycle Retrofit/Early Replacement Incremental Cost | Measure Cost | Federal Standard Cost | Incremental Labor Cost - MD Labor Adjusted | Time of Sale/New Incremental Cost | Initial Retrofit/Early Replacement Incremental Cost | Real Discount Rate | EUL | RUL | PV Real Levelized Carrying Charge for Existing Furnace | PV Real Levelized Carrying Charge for New Furnace | ER Cost factor (E/H) | Incremental cost of early replace w/ standard equipment | Lifecycle Retrofit/Early Replacement Incremental Cost
LT-61219 | ≤ 15 Watt Down Light (Res) LED Fixture | PAR30 incandescent or halogen between 40 and 100 Watts | 23 | 7 | 16 | 16.6138 | 9.4 | 23.8823 | 7.2685 | 7.1977 | 16.6138 | 31.08 | 19.2672 | 23 | 7 | 6.9318 | 16 | 29.9318 | 5% | 12 | 4 | 3.546 | 8.8633 | 0.40007 | 2.9079 | 18.9079
LT-68701 | ≤ 15 Watt Down Light (Non Res) LED Fixture | PAR30 incandescent or halogen between 40 and 100 Watts | 23 | 7 | 16 | 16.6138 | 9.4 | 23.8823 | 7.2685 | 7.1977 | 16.6138 | 31.08 | 19.2672 | 23 | 7 | 6.9318 | 16 | 29.9318 | 5% | 12 | 4 | 3.546 | 8.8633 | 0.40007 | 2.9079 | 18.9079
LT-16307 | ≤ 15 Watt Down Light (Common Area) LED Fixture | PAR30 incandescent or halogen between 40 and 100 Watts | 23 | 7 | 16 | 16.6138 | 9.4 | 23.8823 | 7.2685 | 7.1977 | 16.6138 | 31.08 | 19.2672 | 23 | 7 | 6.9318 | 16 | 29.9318 | 5% | 12 | 4 | 3.546 | 8.8633 | 0.40007 | 2.9079 | 18.9079
LT-89884 | ≤ 15 Watt Down Light (Dwelling Area) LED Fixture | PAR30 incandescent or halogen between 40 and 100 Watts | 23 | 7 | 16 | 16.6138 | 9.4 | 23.8823 | 7.2685 | 7.1977 | 16.6138 | 31.08 | 19.2672 | 23 | 7 | 6.9318 | 16 | 29.9318 | 5% | 12 | 4 | 3.546 | 8.8633 | 0.40007 | 2.9079 | 18.9079
Source: Work Paper SCE13LG103. Interior LED Downlight Fixtures. Revision 3. 11/30/2015
* EUL varies by building type. For Commercial building types, the maximum EUL value is 12 years. 12 years was used here.
Return To Mid-A TRM_MCS_Measures

## Itron_CA_IOU_ScrewBasedLED
Recommended Values |  | Measure Description | RECOMMEND TO UPDATE WITH RESIDENTIAL NUMBERS | [5 empty] | Measure Unit Cost | Base Cost | Labor Cost | Time of Sale/New Incremental Cost | Initial Retrofit/Early Replacement Incremental Cost | Lifecycle Retrofit/Early Replacement Incremental Cost
Omni-directional | <15W
>=15W
Decorative | <15W
<=15 to <25W
>=25W
Directional | <20W
>=20W
Commercial Screw Lamps | [8 empty] | Recommended ($2017) | [5 empty] | $2015 |  |  |  |  | Lifecycle Retrofit/Early Replacement Incremental Cost Calculator
Descriptions from Mid-A TRM |  | Measure Filters | Baseline Filters | Measure Cost | Baseline Cost | IMC | IMC (2017$) | Labor | Measure Unit Cost | Federal Standard Cost | Labor Cost - MD Labor Adjusted | Time of Sale/New Incremental Cost | Initial Retrofit/Early Replacement Incremental Cost | Lifecycle Retrofit/Early Replacement Incremental Cost | Measure Cost | Federal Standard Cost | Incremental Labor Cost - MD Labor Adjusted | Time of Sale/New Incremental Cost | Initial Retrofit/Early Replacement Incremental Cost | Real Discount Rate | EUL | RUL | PV Real Levelized Carrying Charge for Existing Furnace | PV Real Levelized Carrying Charge for New Furnace | ER Cost factor (E/H) | Incremental cost of early replace w/ standard equipment | Lifecycle Retrofit/Early Replacement Incremental Cost
Omni-directional | <15W | LED: A-Lamp; Less than 750 Lumens; all Base Types | Incan/Hal: A-Lamp; Less than 750 Lumens; all Base Types | 6.18 | 1.8 | 4.38 | 4.4632 | 3.61 | 6.4171 | 1.869 | 2.7642 | 4.548 | 9.1813 | 6.2823 | 6.18 | 1.8 | 2.6621 | 4.38 | 8.8421 | 5% | 12 | 4 | 3.546 | 8.8633 | 0.40007 | 1.7852 | 6.1652
| >=15W | LED: A-lamp; Greater than 750 Lumens; all Base Types | Incan/Hal: A-lamp; Greater than 750 Lumens; all Base Types | 5.33 | 1.93 | 3.4 | 3.4646 | 3.61 | 5.5345 | 2.004 | 2.7642 | 3.5304 | 8.2987 | 5.3367 | 5.33 | 1.93 | 2.6621 | 3.4 | 7.9921 | 5% | 12 | 4 | 3.546 | 8.8633 | 0.40007 | 1.8372 | 5.2372
Decorative | <15W | LED: Globe/Torpedo;Less than 750 Lumens; all Base Types | Incan/Hal: Globe/Torpedo;Less than 750 Lumens; all Base Types | 7.63 | 1.63 | 6 | 6.114 | 3.61 | 7.9227 | 1.6925 | 2.7642 | 6.2302 | 10.6869 | 7.8638 | 7.63 | 1.63 | 2.6621 | 6 | 10.2921 | 5% | 12 | 4 | 3.546 | 8.8633 | 0.40007 | 1.7172 | 7.7172
| <=15 to <25W | LED: Globe/Torpedo;750-1489 Lumens; all Base Types | Incan/Hal: Globe/Torpedo;750-1489 Lumens; all Base Types | 9.53 | 3.46 | 6.07 | 6.1853 | 3.61 | 9.8956 | 3.5927 | 2.7642 | 6.3029 | 12.6598 | 8.6812 | 9.53 | 3.46 | 2.6621 | 6.07 | 12.1921 | 5% | 12 | 4 | 3.546 | 8.8633 | 0.40007 | 2.4493 | 8.5193
| >=25W | LED: Globe/Torpedo; Greater than 1490 Lumens; all Base Types | Incan/Hal: Globe/Torpedo; Greater than 1490 Lumens; all Base Types | 8.37 | 4.08 | 4.29 | 4.3715 | 3.61 | 8.6911 | 4.2365 | 2.7642 | 4.4546 | 11.4553 | 7.1201 | 8.37 | 4.08 | 2.6621 | 4.29 | 11.0321 | 5% | 12 | 4 | 3.546 | 8.8633 | 0.40007 | 2.6973 | 6.9873
Directional | <20W | LED: Reflector; Less than 1050 Lumens; all Base Types | Incan/Hal: Reflector; Less than 1050 Lumens; all Base Types | 11.66 | 4.21 | 7.45 | 7.5915 | 3.61 | 12.1073 | 4.3715 | 2.7642 | 7.7358 | 14.8715 | 10.3931 | 11.66 | 4.21 | 2.6621 | 7.45 | 14.3221 | 5% | 12 | 4 | 3.546 | 8.8633 | 0.40007 | 2.7493 | 10.1993
| >=20W | LED: Reflector; Greater than 1040 Lumens; all Base Types | Incan/Hal: Reflector; Greater than 1040 Lumens; all Base Types | 18.75 | 7.77 | 10.98 | 11.1886 | 3.61 | 19.4693 | 8.0681 | 2.7642 | 11.4012 | 22.2335 | 15.4415 | 18.75 | 7.77 | 2.6621 | 10.98 | 21.4121 | 5% | 12 | 4 | 3.546 | 8.8633 | 0.40007 | 4.1736 | 15.1536
Source: California Retail Lighting Shelf Survey Online Tool. Filter descriptions are provided. Based on data collected CA_2015/2016 Winter
LED Globes | [8 empty] | Recommended ($2017) | [5 empty] | $2017 |  |  |  |  | Lifecycle Retrofit/Early Replacement Incremental Cost Calculator
Measure Code |  | Measure Description | Baseline Description | MeasMatlCost | StdMatlCost | IMC | IMC (2017$) | Labor | Measure Unit Cost | Federal Standard Cost | Labor Cost - MD Labor Adjusted | Time of Sale/New Incremental Cost | Initial Retrofit/Early Replacement Incremental Cost | Lifecycle Retrofit/Early Replacement Incremental Cost | Measure Cost | Federal Standard Cost | Incremental Labor Cost - MD Labor Adjusted | Time of Sale/New Incremental Cost | Initial Retrofit/Early Replacement Incremental Cost | Real Discount Rate | EUL* | RUL | PV Real Levelized Carrying Charge for Existing Furnace | PV Real Levelized Carrying Charge for New Furnace | ER Cost factor (E/H) | Incremental cost of early replace w/ standard equipment | Lifecycle Retrofit/Early Replacement Incremental Cost
L0335 |  | LED globe: ≥2 to <3 Watts (based on 2W) | 100% Incandescent for LED TechID: LED-Glb(2w) & LED-Glb(3w) | 9.97 | 7.65 | 2.32 | 2.32 | 3.61 | 9.97 | 7.65 | 2.6621 | 2.32 | 12.6321 | 6.4456 | 9.97 | 7.65 | 2.6621 | 2.32 | 12.6321 | 5% | 12 | 4 | 3.546 | 8.8633 | 0.40007 | 4.1256 | 6.4456
L0336 |  | LED globe: ≥3 to ≤10 Watts (based on 3 W) | Linear fluorescent recessed fixture or kit in 2x4, 2x2 or 1x4 size, with lamp and ballast meeting federal standard. | 9.49 | 7.65 | 1.84 | 1.84 | 3.61 | 9.49 | 7.65 | 2.6621 | 1.84 | 12.1521 | 5.9656 | 9.49 | 7.65 | 2.6621 | 1.84 | 12.1521 | 5% | 12 | 4 | 3.546 | 8.8633 | 0.40007 | 4.1256 | 5.9656
Source: Work Paper PGECOLTG164 LED Globe Lamps R5. 2017
* EUL varies by building type. For Commercial building types, the maximum EUL value is 12 years. 12 years was used here.
LED A-Lamps | [8 empty] | Recommended ($2017) | [5 empty] | $2017 |  |  |  |  | Lifecycle Retrofit/Early Replacement Incremental Cost Calculator
Measure Code |  | Measure Description | Baseline Description | MeasMatlCost | StdMatlCost | IMC | IMC (2017$) | Labor | Measure Unit Cost | Federal Standard Cost | Labor Cost - MD Labor Adjusted | Time of Sale/New Incremental Cost | Initial Retrofit/Early Replacement Incremental Cost | Lifecycle Retrofit/Early Replacement Incremental Cost | Measure Cost | Federal Standard Cost | Incremental Labor Cost - MD Labor Adjusted | Time of Sale/New Incremental Cost | Initial Retrofit/Early Replacement Incremental Cost | Real Discount Rate | EUL* | RUL | PV Real Levelized Carrying Charge for Existing Furnace | PV Real Levelized Carrying Charge for New Furnace | ER Cost factor (E/H) | Incremental cost of early replace w/ standard equipment | Lifecycle Retrofit/Early Replacement Incremental Cost
LT074 |  | ≤5-Watt LED A-Lamp 310-749 Lumens | 40%Hal/60%CFL | 7.2 | 2.683 | 4.517 | 4.517 | 5.75 | 7.2 | 2.683 | 4.2402 | 4.517 | 11.4402 | 7.2868 | 7.2 | 2.683 | 4.2402 | 4.517 | 11.4402 | 5% | 12 | 4 | 3.546 | 8.8633 | 0.40007 | 2.7698 | 7.2868
LT075 |  | 6-Watt LED A-Lamp 310-749 Lumens | 40%Hal/60%CFL | 10.3576 | 2.683 | 7.6746 | 7.6746 | 5.75 | 10.3576 | 2.683 | 4.2402 | 7.6746 | 14.5978 | 10.4444 | 10.3576 | 2.683 | 4.2402 | 7.6746 | 14.5978 | 5% | 12 | 4 | 3.546 | 8.8633 | 0.40007 | 2.7698 | 10.4444
LT076 |  | 7-Watt LED A-Lamp 310-749 Lumens | 40%Hal/60%CFL | 9.34 | 2.683 | 6.657 | 6.657 | 5.75 | 9.34 | 2.683 | 4.2402 | 6.657 | 13.5802 | 9.4268 | 9.34 | 2.683 | 4.2402 | 6.657 | 13.5802 | 5% | 12 | 4 | 3.546 | 8.8633 | 0.40007 | 2.7698 | 9.4268
LT077 |  | 8-Watt LED A-Lamp 310-749 Lumens | 40%Hal/60%CFL | 8.885 | 2.683 | 6.202 | 6.202 | 5.75 | 8.885 | 2.683 | 4.2402 | 6.202 | 13.1252 | 8.9718 | 8.885 | 2.683 | 4.2402 | 6.202 | 13.1252 | 5% | 12 | 4 | 3.546 | 8.8633 | 0.40007 | 2.7698 | 8.9718
LT078 |  | 9-Watt LED A-Lamp 310-749 Lumens | 40%Hal/60%CFL | 6.97 | 2.683 | 4.287 | 4.287 | 5.75 | 6.97 | 2.683 | 4.2402 | 4.287 | 11.2102 | 7.0568 | 6.97 | 2.683 | 4.2402 | 4.287 | 11.2102 | 5% | 12 | 4 | 3.546 | 8.8633 | 0.40007 | 2.7698 | 7.0568
LT079 |  | 10-Watt LED A-Lamp 310-749 Lumens | 40%Hal/60%CFL | 6.97 | 2.683 | 4.287 | 4.287 | 5.75 | 6.97 | 2.683 | 4.2402 | 4.287 | 11.2102 | 7.0568 | 6.97 | 2.683 | 4.2402 | 4.287 | 11.2102 | 5% | 12 | 4 | 3.546 | 8.8633 | 0.40007 | 2.7698 | 7.0568
LT080 |  | 7-Watt LED A-Lamp 750-1049 Lumens | 40%Hal/60%CFL | 6.89 | 2.526 | 4.364 | 4.364 | 5.75 | 6.89 | 2.526 | 4.2402 | 4.364 | 11.1302 | 7.071 | 6.89 | 2.526 | 4.2402 | 4.364 | 11.1302 | 5% | 12 | 4 | 3.546 | 8.8633 | 0.40007 | 2.707 | 7.071
LT081 |  | 8-Watt LED A-Lamp 750-1049 Lumens | 40%Hal/60%CFL | 7.61 | 2.526 | 5.084 | 5.084 | 5.75 | 7.61 | 2.526 | 4.2402 | 5.084 | 11.8502 | 7.791 | 7.61 | 2.526 | 4.2402 | 5.084 | 11.8502 | 5% | 12 | 4 | 3.546 | 8.8633 | 0.40007 | 2.707 | 7.791
LT082 |  | 9-Watt LED A-Lamp 750-1049 Lumens | 40%Hal/60%CFL | 10.132 | 2.526 | 7.606 | 7.606 | 5.75 | 10.132 | 2.526 | 4.2402 | 7.606 | 14.3722 | 10.313 | 10.132 | 2.526 | 4.2402 | 7.606 | 14.3722 | 5% | 12 | 4 | 3.546 | 8.8633 | 0.40007 | 2.707 | 10.313
LT083 |  | 10-Watt LED A-Lamp 750-1049 Lumens | 40%Hal/60%CFL | 10.794 | 2.526 | 8.268 | 8.268 | 5.75 | 10.794 | 2.526 | 4.2402 | 8.268 | 15.0342 | 10.975 | 10.794 | 2.526 | 4.2402 | 8.268 | 15.0342 | 5% | 12 | 4 | 3.546 | 8.8633 | 0.40007 | 2.707 | 10.975
LT084 |  | 11-Watt LED A-Lamp 750-1049 Lumens | 40%Hal/60%CFL | 11.48 | 2.526 | 8.954 | 8.954 | 5.75 | 11.48 | 2.526 | 4.2402 | 8.954 | 15.7202 | 11.661 | 11.48 | 2.526 | 4.2402 | 8.954 | 15.7202 | 5% | 12 | 4 | 3.546 | 8.8633 | 0.40007 | 2.707 | 11.661
LT085 |  | 12-Watt LED A-Lamp 750-1049 Lumens | 40%Hal/60%CFL | 16.333 | 2.526 | 13.807 | 13.807 | 5.75 | 16.333 | 2.526 | 4.2402 | 13.807 | 20.5732 | 16.514 | 16.333 | 2.526 | 4.2402 | 13.807 | 20.5732 | 5% | 12 | 4 | 3.546 | 8.8633 | 0.40007 | 2.707 | 16.514
LT086 |  | 13-Watt LED A-Lamp 750-1049 Lumens | 40%Hal/60%CFL | 14.99 | 2.526 | 12.464 | 12.464 | 5.75 | 14.99 | 2.526 | 4.2402 | 12.464 | 19.2302 | 15.171 | 14.99 | 2.526 | 4.2402 | 12.464 | 19.2302 | 5% | 12 | 4 | 3.546 | 8.8633 | 0.40007 | 2.707 | 15.171
LT087 |  | 14-Watt LED A-Lamp 750-1049 Lumens | 40%Hal/60%CFL | 19.1 | 2.526 | 16.574 | 16.574 | 5.75 | 19.1 | 2.526 | 4.2402 | 16.574 | 23.3402 | 19.281 | 19.1 | 2.526 | 4.2402 | 16.574 | 23.3402 | 5% | 12 | 4 | 3.546 | 8.8633 | 0.40007 | 2.707 | 19.281
LT088 |  | 15-Watt LED A-Lamp 750-1049 Lumens | 40%Hal/60%CFL | 7.5 | 2.526 | 4.974 | 4.974 | 5.75 | 7.5 | 2.526 | 4.2402 | 4.974 | 11.7402 | 7.681 | 7.5 | 2.526 | 4.2402 | 4.974 | 11.7402 | 5% | 12 | 4 | 3.546 | 8.8633 | 0.40007 | 2.707 | 7.681
LT089 |  | 10-Watt LED A-Lamp 1050-1489 Lumens | 40%Hal/60%CFL | 11.97 | 3.283 | 8.687 | 8.687 | 5.75 | 11.97 | 3.283 | 4.2402 | 8.687 | 16.2102 | 11.6968 | 11.97 | 3.283 | 4.2402 | 8.687 | 16.2102 | 5% | 12 | 4 | 3.546 | 8.8633 | 0.40007 | 3.0098 | 11.6968
LT090 |  | 11-Watt LED A-Lamp 1050-1489 Lumens | 40%Hal/60%CFL | 10.59 | 3.283 | 7.307 | 7.307 | 5.75 | 10.59 | 3.283 | 4.2402 | 7.307 | 14.8302 | 10.3168 | 10.59 | 3.283 | 4.2402 | 7.307 | 14.8302 | 5% | 12 | 4 | 3.546 | 8.8633 | 0.40007 | 3.0098 | 10.3168
LT091 |  | 12-Watt LED A-Lamp 1050-1489 Lumens | 40%Hal/60%CFL | 12.52 | 3.283 | 9.237 | 9.237 | 5.75 | 12.52 | 3.283 | 4.2402 | 9.237 | 16.7602 | 12.2468 | 12.52 | 3.283 | 4.2402 | 9.237 | 16.7602 | 5% | 12 | 4 | 3.546 | 8.8633 | 0.40007 | 3.0098 | 12.2468
LT092 |  | 13-Watt LED A-Lamp 1050-1489 Lumens | 40%Hal/60%CFL | 14.787 | 3.283 | 11.504 | 11.504 | 5.75 | 14.787 | 3.283 | 4.2402 | 11.504 | 19.0272 | 14.5138 | 14.787 | 3.283 | 4.2402 | 11.504 | 19.0272 | 5% | 12 | 4 | 3.546 | 8.8633 | 0.40007 | 3.0098 | 14.5138
LT093 |  | 14-Watt LED A-Lamp 1050-1489 Lumens | 40%Hal/60%CFL | 16.83 | 3.283 | 13.547 | 13.547 | 5.75 | 16.83 | 3.283 | 4.2402 | 13.547 | 21.0702 | 16.5568 | 16.83 | 3.283 | 4.2402 | 13.547 | 21.0702 | 5% | 12 | 4 | 3.546 | 8.8633 | 0.40007 | 3.0098 | 16.5568
LT094 |  | 15-Watt LED A-Lamp 1050-1489 Lumens | 40%Hal/60%CFL | 16.24 | 3.283 | 12.957 | 12.957 | 5.75 | 16.24 | 3.283 | 4.2402 | 12.957 | 20.4802 | 15.9668 | 16.24 | 3.283 | 4.2402 | 12.957 | 20.4802 | 5% | 12 | 4 | 3.546 | 8.8633 | 0.40007 | 3.0098 | 15.9668
LT095 |  | 16-Watt LED A-Lamp 1050-1489 Lumens | 40%Hal/60%CFL | 16.24 | 3.283 | 12.957 | 12.957 | 5.75 | 16.24 | 3.283 | 4.2402 | 12.957 | 20.4802 | 15.9668 | 16.24 | 3.283 | 4.2402 | 12.957 | 20.4802 | 5% | 12 | 4 | 3.546 | 8.8633 | 0.40007 | 3.0098 | 15.9668
LT096 |  | 17-Watt LED A-Lamp 1050-1489 Lumens | 40%Hal/60%CFL | 16.24 | 3.283 | 12.957 | 12.957 | 5.75 | 16.24 | 3.283 | 4.2402 | 12.957 | 20.4802 | 15.9668 | 16.24 | 3.283 | 4.2402 | 12.957 | 20.4802 | 5% | 12 | 4 | 3.546 | 8.8633 | 0.40007 | 3.0098 | 15.9668
LT097 |  | 14-Watt LED A-Lamp 1490-2600 Lumens | 40%Hal/60%CFL | 12.52 | 3.488 | 9.032 | 9.032 | 5.75 | 12.52 | 3.488 | 4.2402 | 9.032 | 16.7602 | 12.1238 | 12.52 | 3.488 | 4.2402 | 9.032 | 16.7602 | 5% | 12 | 4 | 3.546 | 8.8633 | 0.40007 | 3.0918 | 12.1238
LT098 |  | 15-Watt LED A-Lamp 1490-2600 Lumens | 40%Hal/60%CFL | 12.52 | 3.488 | 9.032 | 9.032 | 5.75 | 12.52 | 3.488 | 4.2402 | 9.032 | 16.7602 | 12.1238 | 12.52 | 3.488 | 4.2402 | 9.032 | 16.7602 | 5% | 12 | 4 | 3.546 | 8.8633 | 0.40007 | 3.0918 | 12.1238
LT099 |  | 16-Watt LED A-Lamp 1490-2600 Lumens | 40%Hal/60%CFL | 15.83 | 3.488 | 12.342 | 12.342 | 5.75 | 15.83 | 3.488 | 4.2402 | 12.342 | 20.0702 | 15.4338 | 15.83 | 3.488 | 4.2402 | 12.342 | 20.0702 | 5% | 12 | 4 | 3.546 | 8.8633 | 0.40007 | 3.0918 | 15.4338
LT100 |  | 17-Watt LED A-Lamp 1490-2600 Lumens | 40%Hal/60%CFL | 16.374 | 3.488 | 12.886 | 12.886 | 5.75 | 16.374 | 3.488 | 4.2402 | 12.886 | 20.6142 | 15.9778 | 16.374 | 3.488 | 4.2402 | 12.886 | 20.6142 | 5% | 12 | 4 | 3.546 | 8.8633 | 0.40007 | 3.0918 | 15.9778
LT101 |  | 18-Watt LED A-Lamp 1490-2600 Lumens | 40%Hal/60%CFL | 18.37 | 3.488 | 14.882 | 14.882 | 5.75 | 18.37 | 3.488 | 4.2402 | 14.882 | 22.6102 | 17.9738 | 18.37 | 3.488 | 4.2402 | 14.882 | 22.6102 | 5% | 12 | 4 | 3.546 | 8.8633 | 0.40007 | 3.0918 | 17.9738
LT102 |  | 19-Watt LED A-Lamp 1490-2600 Lumens | 40%Hal/60%CFL | 30.05 | 3.488 | 26.562 | 26.562 | 5.75 | 30.05 | 3.488 | 4.2402 | 26.562 | 34.2902 | 29.6538 | 30.05 | 3.488 | 4.2402 | 26.562 | 34.2902 | 5% | 12 | 4 | 3.546 | 8.8633 | 0.40007 | 3.0918 | 29.6538
LT103 |  | 20-Watt LED A-Lamp 1490-2600 Lumens | 40%Hal/60%CFL | 23.62 | 3.488 | 20.132 | 20.132 | 5.75 | 23.62 | 3.488 | 4.2402 | 20.132 | 27.8602 | 23.2238 | 23.62 | 3.488 | 4.2402 | 20.132 | 27.8602 | 5% | 12 | 4 | 3.546 | 8.8633 | 0.40007 | 3.0918 | 23.2238
LT104 |  | 23-Watt LED A-Lamp 1490-2600 Lumens | 40%Hal/60%CFL | 23.62 | 3.488 | 20.132 | 20.132 | 5.75 | 23.62 | 3.488 | 4.2402 | 20.132 | 27.8602 | 23.2238 | 23.62 | 3.488 | 4.2402 | 20.132 | 27.8602 | 5% | 12 | 4 | 3.546 | 8.8633 | 0.40007 | 3.0918 | 23.2238
Source: Work Paper PGECOLTG165 LED A-Lamps. Revision 3. 2017
* EUL varies by building type. For Commercial building types, the maximum EUL value is 12 years. 12 years was used here.
Return To Mid-A TRM_MCS_Measures
Note on I13: Cheah, Ben: Labor value is sourced from LED Globes below: PGECOLTG164

## Itron_CA_IOU_LEDFlood
Recommended Values |  | Measure Description |  | Baseline Description |  |  |  | Measure Unit Cost | Base Cost | Labor Cost | Time of Sale/New Incremental Cost | Initial Retrofit/Early Replacement Incremental Cost | Lifecycle Retrofit/Early Replacement Incremental Cost
Exterior LED Flood and Spot Luminaires |  | LED PAR16 |  | 100% Incandescent |  |  |  | 12.1813 | 7.0219 | 3.3664 | 5.1594 | 15.5477 | 9.3155
Exterior LED Flood and Spot Luminaires |  | LED PAR20 |  | 100% Incandescent |  |  |  | 17.942 | 7.8166 | 3.3664 | 10.1254 | 21.3085 | 14.5995
Exterior LED Flood and Spot Luminaires |  | LED PAR30 |  | Base case cost for mix of 75% Incandescent and 25% CFL lamps |  |  |  | 33.7389 | 8.1854 | 3.3664 | 25.5535 | 37.1053 | 30.1751
Exterior LED Flood and Spot Luminaires |  | LED PAR38 |  | Base case cost for mix of 75% Incandescent and 25% CFL lamps |  |  |  | 41.3606 | 8.4874 | 3.3664 | 32.8731 | 44.727 | 37.6156
Exterior LED Flood and Spot Luminaires | [7 empty] | Recommended ($2017) | [5 empty] | $2016 |  |  |  |  | Lifecycle Retrofit/Early Replacement Incremental Cost Calculator
Measure Code | Measure Description | Baseline Description | MeasMatlCost | StdMatlCost | IMC | IMC (2017$) | Labor | Measure Unit Cost | Federal Standard Cost | Labor Cost - MD Labor Adjusted | Time of Sale/New Incremental Cost | Initial Retrofit/Early Replacement Incremental Cost | Lifecycle Retrofit/Early Replacement Incremental Cost | Measure Cost | Federal Standard Cost | Incremental Labor Cost - MD Labor Adjusted | Time of Sale/New Incremental Cost | Initial Retrofit/Early Replacement Incremental Cost | Real Discount Rate | EUL | RUL | PV Real Levelized Carrying Charge for Existing Furnace | PV Real Levelized Carrying Charge for New Furnace | ER Cost factor (E/H) | Incremental cost of early replace w/ standard equipment | Lifecycle Retrofit/Early Replacement Incremental Cost
LT064 | LED PAR16: <6 Watts | 100% Incandescent | 11.9542 | 6.891 | 5.0632 | 5.1594 | 4.48 | 12.1813 | 7.0219 | 3.3664 | 5.1594 | 15.5477 | 9.3155 | 11.9542 | 6.891 | 3.3037 | 5.0632 | 15.2578 | 5% | 12 | 4 | 3.546 | 8.8633 | 0.40007 | 4.0786 | 9.1418
LT065 | LED PAR16: 6 to < 7 Watts | 100% Incandescent | 11.9542 | 6.891 | 5.0632 | 5.1594 | 4.48 | 12.1813 | 7.0219 | 3.3664 | 5.1594 | 15.5477 | 9.3155 | 11.9542 | 6.891 | 3.3037 | 5.0632 | 15.2578 | 5% | 12 | 4 | 3.546 | 8.8633 | 0.40007 | 4.0786 | 9.1418
LT066 | LED PAR16: ≥7 Watts | 100% Incandescent | 11.9542 | 6.891 | 5.0632 | 5.1594 | 4.48 | 12.1813 | 7.0219 | 3.3664 | 5.1594 | 15.5477 | 9.3155 | 11.9542 | 6.891 | 3.3037 | 5.0632 | 15.2578 | 5% | 12 | 4 | 3.546 | 8.8633 | 0.40007 | 4.0786 | 9.1418
LD03 | LED PAR20: ≤11 Watts | 100% Incandescent | 17.6075 | 7.6709 | 9.9366 | 10.1254 | 4.48 | 17.942 | 7.8166 | 3.3664 | 10.1254 | 21.3085 | 14.5995 | 17.6075 | 7.6709 | 3.3037 | 9.9366 | 20.9112 | 5% | 12 | 4 | 3.546 | 8.8633 | 0.40007 | 4.3906 | 14.3272
LD167 | LED PAR30: <10 Watts | Base case cost for mix of 75% Incandescent and 25% CFL lamps | 27.3306 | 7.6007 | 19.73 | 20.1048 | 4.48 | 27.8499 | 7.7451 | 3.3664 | 20.1048 | 31.2163 | 24.5502 | 27.3306 | 7.6007 | 3.3037 | 19.73 | 30.6343 | 5% | 12 | 4 | 3.546 | 8.8633 | 0.40007 | 4.3625 | 24.0925
LD168 | LED PAR30: 10 to <11 Watts | Base case cost for mix of 75% Incandescent and 25% CFL lamps | 35.6067 | 7.6757 | 27.931 | 28.4617 | 4.48 | 36.2832 | 7.8215 | 3.3664 | 28.4617 | 39.6496 | 32.9377 | 35.6067 | 7.6757 | 3.3037 | 27.931 | 38.9103 | 5% | 12 | 4 | 3.546 | 8.8633 | 0.40007 | 4.3925 | 32.3235
LD169 | LED PAR30: 11 to <12 Watts | Base case cost for mix of 75% Incandescent and 25% CFL lamps | 30.77 | 7.8302 | 22.9398 | 23.3757 | 4.48 | 31.3546 | 7.9789 | 3.3664 | 23.3757 | 34.7211 | 27.9147 | 30.77 | 7.8302 | 3.3037 | 22.9398 | 34.0737 | 5% | 12 | 4 | 3.546 | 8.8633 | 0.40007 | 4.4544 | 27.3942
LD170 | LED PAR30: 12 to <13 Watts | Base case cost for mix of 75% Incandescent and 25% CFL lamps | 33.3214 | 7.8652 | 25.4562 | 25.9399 | 4.48 | 33.9545 | 8.0146 | 3.3664 | 25.9399 | 37.3209 | 30.4931 | 33.3214 | 7.8652 | 3.3037 | 25.4562 | 36.6251 | 5% | 12 | 4 | 3.546 | 8.8633 | 0.40007 | 4.4684 | 29.9246
LD171 | LED PAR30: 13 to <14 Watts | Base case cost for mix of 75% Incandescent and 25% CFL lamps | 31.625 | 7.9027 | 23.7223 | 24.173 | 4.48 | 32.2259 | 8.0528 | 3.3664 | 24.173 | 35.5923 | 28.7416 | 31.625 | 7.9027 | 3.3037 | 23.7223 | 34.9287 | 5% | 12 | 4 | 3.546 | 8.8633 | 0.40007 | 4.4834 | 28.2057
LD172 | LED PAR30: 14 to <15 Watts | Base case cost for mix of 75% Incandescent and 25% CFL lamps | 33.36 | 7.9402 | 25.4198 | 25.9028 | 4.48 | 33.9938 | 8.091 | 3.3664 | 25.9028 | 37.3603 | 30.4866 | 33.36 | 7.9402 | 3.3037 | 25.4198 | 36.6637 | 5% | 12 | 4 | 3.546 | 8.8633 | 0.40007 | 4.4984 | 29.9182
LD173 | LED PAR30: 15 to <16 Watts | Base case cost for mix of 75% Incandescent and 25% CFL lamps | 27.0558 | 8.1702 | 18.8857 | 19.2445 | 4.48 | 27.5699 | 8.3254 | 3.3664 | 19.2445 | 30.9363 | 23.9221 | 27.0558 | 8.1702 | 3.3037 | 18.8857 | 30.3595 | 5% | 12 | 4 | 3.546 | 8.8633 | 0.40007 | 4.5904 | 23.476
LD174 | LED PAR30: 16 to <17 Watts | Base case cost for mix of 75% Incandescent and 25% CFL lamps | 29.7425 | 8.2077 | 21.5348 | 21.944 | 4.48 | 30.3076 | 8.3636 | 3.3664 | 21.944 | 33.674 | 26.6369 | 29.7425 | 8.2077 | 3.3037 | 21.5348 | 33.0462 | 5% | 12 | 4 | 3.546 | 8.8633 | 0.40007 | 4.6054 | 26.1402
LD175 | LED PAR30: 17 to <18 Watts | Base case cost for mix of 75% Incandescent and 25% CFL lamps | 39.9387 | 8.2452 | 31.6936 | 32.2958 | 4.48 | 40.6976 | 8.4018 | 3.3664 | 32.2958 | 44.064 | 37.0039 | 39.9387 | 8.2452 | 3.3037 | 31.6936 | 43.2424 | 5% | 12 | 4 | 3.546 | 8.8633 | 0.40007 | 4.6204 | 36.314
LD176 | LED PAR30: 18 to <19 Watts | Base case cost for mix of 75% Incandescent and 25% CFL lamps | 34.4058 | 8.2827 | 26.1232 | 26.6195 | 4.48 | 35.0595 | 8.44 | 3.3664 | 26.6195 | 38.426 | 31.343 | 34.4058 | 8.2827 | 3.3037 | 26.1232 | 37.7095 | 5% | 12 | 4 | 3.546 | 8.8633 | 0.40007 | 4.6354 | 30.7585
LD177 | LED PAR30: 19 to <20 Watts | Base case cost for mix of 75% Incandescent and 25% CFL lamps | 36.7153 | 8.3177 | 28.3976 | 28.9372 | 4.48 | 37.4129 | 8.4757 | 3.3664 | 28.9372 | 40.7793 | 33.6749 | 36.7153 | 8.3177 | 3.3037 | 28.3976 | 40.019 | 5% | 12 | 4 | 3.546 | 8.8633 | 0.40007 | 4.6494 | 33.047
LD178 | LED PAR30: ≥20 Watts | Base case cost for mix of 75% Incandescent and 25% CFL lamps | 37.4457 | 8.3552 | 29.0905 | 29.6433 | 4.48 | 38.1572 | 8.5139 | 3.3664 | 29.6433 | 41.5236 | 34.3963 | 37.4457 | 8.3552 | 3.3037 | 29.0905 | 40.7494 | 5% | 12 | 4 | 3.546 | 8.8633 | 0.40007 | 4.6644 | 33.7549
LD179 | LED PAR38: < 12 Watts | Base case cost for mix of 75% Incandescent and 25% CFL lamps | 29.15 | 7.6757 | 21.4743 | 21.8823 | 4.48 | 29.7038 | 7.8215 | 3.3664 | 21.8823 | 33.0703 | 26.3583 | 29.15 | 7.6757 | 3.3037 | 21.4743 | 32.4537 | 5% | 12 | 4 | 3.546 | 8.8633 | 0.40007 | 4.3925 | 25.8669
LD180 | LED PAR38: 12 to <13 Watts | Base case cost for mix of 75% Incandescent and 25% CFL lamps | 31.5312 | 7.8652 | 23.6661 | 24.1157 | 4.48 | 32.1303 | 8.0146 | 3.3664 | 24.1157 | 35.4968 | 28.669 | 31.5312 | 7.8652 | 3.3037 | 23.6661 | 34.8349 | 5% | 12 | 4 | 3.546 | 8.8633 | 0.40007 | 4.4684 | 28.1344
LD181 | LED PAR38: 13 to <14 Watts | Base case cost for mix of 75% Incandescent and 25% CFL lamps | 31.2317 | 7.9027 | 23.329 | 23.7722 | 4.48 | 31.8251 | 8.0528 | 3.3664 | 23.7722 | 35.1915 | 28.3408 | 31.2317 | 7.9027 | 3.3037 | 23.329 | 34.5353 | 5% | 12 | 4 | 3.546 | 8.8633 | 0.40007 | 4.4834 | 27.8124
LD182 | LED PAR38: 14 to <15 Watts | Base case cost for mix of 75% Incandescent and 25% CFL lamps | 29.5633 | 7.9402 | 21.6232 | 22.034 | 4.48 | 30.125 | 8.091 | 3.3664 | 22.034 | 33.4915 | 26.6178 | 29.5633 | 7.9402 | 3.3037 | 21.6232 | 32.867 | 5% | 12 | 4 | 3.546 | 8.8633 | 0.40007 | 4.4984 | 26.1215
LD183 | LED PAR38: 15 to <16 Watts | Base case cost for mix of 75% Incandescent and 25% CFL lamps | 26.9658 | 8.1702 | 18.7957 | 19.1528 | 4.48 | 27.4782 | 8.3254 | 3.3664 | 19.1528 | 30.8446 | 23.8304 | 26.9658 | 8.1702 | 3.3037 | 18.7957 | 30.2695 | 5% | 12 | 4 | 3.546 | 8.8633 | 0.40007 | 4.5904 | 23.386
LD184 | LED PAR38: 16 to <17 Watts | Base case cost for mix of 75% Incandescent and 25% CFL lamps | 35.1158 | 8.2077 | 26.9082 | 27.4194 | 4.48 | 35.783 | 8.3636 | 3.3664 | 27.4194 | 39.1495 | 32.1123 | 35.1158 | 8.2077 | 3.3037 | 26.9082 | 38.4195 | 5% | 12 | 4 | 3.546 | 8.8633 | 0.40007 | 4.6054 | 31.5135
LD185 | LED PAR38: 17 to <18 Watts | Base case cost for mix of 75% Incandescent and 25% CFL lamps | 31.1154 | 8.2452 | 22.8702 | 23.3048 | 4.48 | 31.7066 | 8.4018 | 3.3664 | 23.3048 | 35.073 | 28.0129 | 31.1154 | 8.2452 | 3.3037 | 22.8702 | 34.4191 | 5% | 12 | 4 | 3.546 | 8.8633 | 0.40007 | 4.6204 | 27.4906
LD186 | LED PAR38: 18 to <19 Watts | Base case cost for mix of 75% Incandescent and 25% CFL lamps | 31.1783 | 8.2827 | 22.8957 | 23.3307 | 4.48 | 31.7707 | 8.44 | 3.3664 | 23.3307 | 35.1372 | 28.0541 | 31.1783 | 8.2827 | 3.3037 | 22.8957 | 34.482 | 5% | 12 | 4 | 3.546 | 8.8633 | 0.40007 | 4.6354 | 27.531
LD187 | LED PAR38: 19 to <20 Watts | Base case cost for mix of 75% Incandescent and 25% CFL lamps | 34.11 | 8.3177 | 25.7923 | 26.2824 | 4.48 | 34.7581 | 8.4757 | 3.3664 | 26.2824 | 38.1245 | 31.0201 | 34.11 | 8.3177 | 3.3037 | 25.7923 | 37.4137 | 5% | 12 | 4 | 3.546 | 8.8633 | 0.40007 | 4.6494 | 30.4417
LD188 | LED PAR38: 20 to <21 Watts | Base case cost for mix of 75% Incandescent and 25% CFL lamps | 38.5533 | 8.3552 | 30.1982 | 30.7719 | 4.48 | 39.2858 | 8.5139 | 3.3664 | 30.7719 | 42.6523 | 35.5249 | 38.5533 | 8.3552 | 3.3037 | 30.1982 | 41.857 | 5% | 12 | 4 | 3.546 | 8.8633 | 0.40007 | 4.6644 | 34.8626
LD189 | LED PAR38: 21 to <22 Watts | Base case cost for mix of 75% Incandescent and 25% CFL lamps | 45.965 | 8.5097 | 37.4553 | 38.167 | 4.48 | 46.8383 | 8.6714 | 3.3664 | 38.167 | 50.2048 | 42.983 | 45.965 | 8.5097 | 3.3037 | 37.4553 | 49.2687 | 5% | 12 | 4 | 3.546 | 8.8633 | 0.40007 | 4.7262 | 42.1815
LD190 | LED PAR38: 22 to <23 Watts | Base case cost for mix of 75% Incandescent and 25% CFL lamps | 47.4246 | 8.5472 | 38.8774 | 39.6161 | 4.48 | 48.3256 | 8.7096 | 3.3664 | 39.6161 | 51.6921 | 44.4474 | 47.4246 | 8.5472 | 3.3037 | 38.8774 | 50.7282 | 5% | 12 | 4 | 3.546 | 8.8633 | 0.40007 | 4.7412 | 43.6186
LD191 | LED PAR38: 23 to <24 Watts | Base case cost for mix of 75% Incandescent and 25% CFL lamps | 30.0825 | 8.5829 | 21.4996 | 21.9081 | 4.48 | 30.6541 | 8.7459 | 3.3664 | 21.9081 | 34.0205 | 26.754 | 30.0825 | 8.5829 | 3.3037 | 21.4996 | 33.3862 | 5% | 12 | 4 | 3.546 | 8.8633 | 0.40007 | 4.7555 | 26.2551
LD192 | LED PAR38: 24 to <25 Watts | Base case cost for mix of 75% Incandescent and 25% CFL lamps | 39.535 | 8.6933 | 30.8417 | 31.4276 | 4.48 | 40.2862 | 8.8585 | 3.3664 | 31.4276 | 43.6526 | 36.3185 | 39.535 | 8.6933 | 3.3037 | 30.8417 | 42.8387 | 5% | 12 | 4 | 3.546 | 8.8633 | 0.40007 | 4.7997 | 35.6413
LD193 | LED PAR38: 25 to <26 Watts | Base case cost for mix of 75% Incandescent and 25% CFL lamps | 74.97 | 8.7302 | 66.2398 | 67.4984 | 4.48 | 76.3944 | 8.896 | 3.3664 | 67.4984 | 79.7609 | 72.4043 | 74.97 | 8.7302 | 3.3037 | 66.2398 | 78.2737 | 5% | 12 | 4 | 3.546 | 8.8633 | 0.40007 | 4.8144 | 71.0542
LD194 | LED PAR38: 26 to <27 Watts | Base case cost for mix of 75% Incandescent and 25% CFL lamps | 74.93 | 8.767 | 66.163 | 67.4201 | 4.48 | 76.3537 | 8.9336 | 3.3664 | 67.4201 | 79.7201 | 72.341 | 74.93 | 8.767 | 3.3037 | 66.163 | 78.2337 | 5% | 12 | 4 | 3.546 | 8.8633 | 0.40007 | 4.8291 | 70.9922
LD195 | LED PAR38: ≥27 Watts | Base case cost for mix of 75% Incandescent and 25% CFL lamps | 58.5975 | 8.8038 | 49.7937 | 50.7398 | 4.48 | 59.7108 | 8.9711 | 3.3664 | 50.7398 | 63.0773 | 55.6757 | 58.5975 | 8.8038 | 3.3037 | 49.7937 | 61.9012 | 5% | 12 | 4 | 3.546 | 8.8633 | 0.40007 | 4.8439 | 54.6376
|  | Average Par 38 | [5 empty] | 41.3606 | 8.4874 | 3.3664 | 32.8731 | 44.727 | 37.6156
Source: Work Paper PGECOLTG141. LED PAR Lamps. Revision 6. 01/01/2016
Exterior LED Flood and Spot Luminaires | [7 empty] | $2017 | [5 empty] | $2015 |  |  |  |  | Lifecycle Retrofit/Early Replacement Incremental Cost Calculator
Measure Code | Measure Description | Baseline Description | MeasMatlCost | StdMatlCost | IMC | IMC 2017 $ | Labor | Measure Unit Cost | Federal Standard Cost | Labor Cost - MD Labor Adjusted | Time of Sale/New Incremental Cost | Initial Retrofit/Early Replacement Incremental Cost | Lifecycle Retrofit/Early Replacement Incremental Cost | Measure Cost | Federal Standard Cost | Incremental Labor Cost - MD Labor Adjusted | Time of Sale/New Incremental Cost | Initial Retrofit/Early Replacement Incremental Cost | Real Discount Rate | EUL | RUL | PV Real Levelized Carrying Charge for Existing Furnace | PV Real Levelized Carrying Charge for New Furnace | ER Cost factor (E/H) | Incremental cost of early replace w/ standard equipment | Lifecycle Retrofit/Early Replacement Incremental Cost
LT-49807 | Up to 17 Watt Exterior PAR38 (Common Area) LED replacing LED Base Case Total Watts = 3.81 x Msr Watts |  | 35.12 | 8.28 | 26.84 | 27.8696 | 5.75 | 36.4672 | 8.5976 | 4.4029 | 27.8696 | 40.8701 | 32.6249 | 35.12 | 8.28 | 4.2402 | 26.84 | 39.3602 | 5% | 5.9 | 1.9667 | 1.8299 | 5.0027 | 0.36578 | 4.5796 | 31.4196
LT-35653 | Up to 17 Watt Exterior PAR38 (Dwelling Area) LED replacing LED Base Case Total Watts = 3.81 x Msr Watts |  | 35.12 | 8.28 | 26.84 | 27.8696 | 5.75 | 36.4672 | 8.5976 | 4.4029 | 27.8696 | 40.8701 | 33.3663 | 35.12 | 8.28 | 4.2402 | 26.84 | 39.3602 | 5% | 16 | 5.3333 | 4.5823 | 10.8378 | 0.42281 | 5.2936 | 32.1336
LT-89912 | Up to 25 Watt Exterior PAR38 (Common Area) LED replacing LED Base Case Total Watts = 3.81 x Msr Watts |  | 34.11 | 8.46 | 25.65 | 26.634 | 5.75 | 35.4185 | 8.7845 | 4.4029 | 26.634 | 39.8214 | 31.4576 | 34.11 | 8.46 | 4.2402 | 25.65 | 38.3502 | 5% | 5.9 | 1.9667 | 1.8299 | 5.0027 | 0.36578 | 4.6455 | 30.2955
LT-70912 | Up to 25 Watt Exterior PAR38 (Dwelling Area) LED replacing LED Base Case Total Watts = 3.81 x Msr Watts |  | 34.11 | 8.46 | 25.65 | 26.634 | 5.75 | 35.4185 | 8.7845 | 4.4029 | 26.634 | 39.8214 | 32.2097 | 34.11 | 8.46 | 4.2402 | 25.65 | 38.3502 | 5% | 16 | 5.3333 | 4.5823 | 10.8378 | 0.42281 | 5.3697 | 31.0197
Source: Work Paper SCE13LG109. Exterior LED Lamp Replacement. Revision # 1. 11/30/2015
Return To Mid-A TRM_MCS_Measures

## Labor Adjustment
Table G-1: Statewide RSMeans Cost Indices Weighted by 2010-2012 HVAC Measure Claims
HVAC Labor Adjustment Factors |  | When used in doccument | Climate Zone | Reference City | Material1 | Installation1 | Weights2 | Weighted Material | Weighted Installation | RSMeans City Cost Indices for Maryland |  | Population
National to MD wieghted Avg | 0.8201 | When average RS means has been applied and results represent the national average | 1 | Eureka | 0.94 | 1.017 | 0.0032678 | 0.0030717 | 0.0033234 | ANNAPOLIS | 0.823 | ANNAPOLIS | 38394
CA to MD | 0.70818 | When labor represents the California average | 2 | Santa Rosa | 0.94 | 1.653 | 0.0096952 | 0.0091135 | 0.016026 | BALTIMORE | 0.824 | BALTIMORE | 620961
|  |  | 3 | San Francisco | 1.001 | 1.673 | 0.030274 | 0.030304 | 0.050648 | COLLEGE PARK | 0.87 | COLLEGE PARK | 30413
|  |  | 4 | San Jose | 1 | 1.448 | 0.015286 | 0.015286 | 0.022134 | CUMBERLAND | 0.728 | CUMBERLAND | 20859
Lighting Labor Adjustment Factors |  | When used in doccument | 5 | San Luis Obispo | 0.94 | 1.055 | 0.00043296 | 0.00040698 | 0.00045677 | EASTON | 0.693 | EASTON | 15945
National to MD wieghted Avg | 0.8201 | When average RS means has been applied and results represent the national average | 6 | Santa Barbara | 1 | 1.167 | 0.1391 | 0.1391 | 0.16233 | ELKTON | 0.819 | ELKTON | 15443
CA to MD | 0.73743 | When labor represents the california average | 7 | San Diego | 1 | 1.152 | 0.046714 | 0.046714 | 0.053815 | HAGERSTOWN | 0.834 | HAGERSTOWN | 39662
|  |  | 8 | Santa Ana | 0.94 | 1.055 | 0.16224 | 0.15251 | 0.17117 | SALISBURY | 0.632 | SALISBURY | 30343
Return To TRM_MCS_Measures |  |  | 9 | Los Angeles | 1.001 | 1.167 | 0.2181 | 0.21832 | 0.25453 | SILVER SPRING | 0.857 | SILVER SPRING | 71452
|  |  | 10 | Riverside | 1 | 1.166 | 0.21278 | 0.21278 | 0.2481 | WALDORF | 0.856 | WALDORF | 67752
|  |  | 11 | Redding | 1 | 1.07 | 0.010239 | 0.010239 | 0.010956 | Unweighted average | 0.7936
|  |  | 12 | Sacramento | 1 | 1.198 | 0.036051 | 0.036051 | 0.04319 | Population wieghted average | 0.8201
|  |  | 13 | Fresno | 1.001 | 1.113 | 0.021693 | 0.021715 | 0.024144
|  |  | 14 | Mojave | 0.94 | 0.992 | 0.034946 | 0.032849 | 0.034666
|  |  | 15 | Palm Springs | 0.94 | 1.054 | 0.047199 | 0.044367 | 0.049748
|  |  | 16 | Susanville | 0.94 | 1.07 | 0.011973 | 0.011255 | 0.012811
|  |  |  | Average | 0.97394 | 1.1906 | 1 | 0.98408 | 1.158
1 - Table 21, 22, 23 (Fire Suppression, Plumbing, & HVAC) RSMeans MasterFormat City Cost Indexes, Year 2013 National Average Base
2 - 2010-2012 Standard Program Tracking Data (all in-scope deemed HVAC claims)
Table G-2: Statewide RSMeans Cost Indices Weighted by 2010-2012 Lighting Measure Claims
|  |  | Climate Zone | Reference City | Material1 | Installation1 | Weights2 | Weighted Material | Weighted Installation
|  |  | 1 | Eureka | 1.002 | 1.146 | 0.0054359 | 0.0054468 | 0.0062295
|  |  | 2 | Santa Rosa | 0.965 | 1.187 | 0.013086 | 0.012628 | 0.015533
|  |  | 3 | San Francisco | 1.061 | 1.571 | 0.04861 | 0.051575 | 0.076367
|  |  | 4 | San Jose | 1.025 | 1.532 | 0.019217 | 0.019697 | 0.02944
|  |  | 5 | San Luis Obispo | 0.904 | 0.962 | 0.0051419 | 0.0046483 | 0.0049465
|  |  | 6 | Santa Barbara | 0.894 | 1.097 | 0.13381 | 0.11963 | 0.14679
|  |  | 7 | San Diego | 0.992 | 0.991 | 0.033253 | 0.032987 | 0.032954
|  |  | 8 | Santa Ana | 0.962 | 1.03 | 0.19239 | 0.18508 | 0.19816
|  |  | 9 | Los Angeles | 0.998 | 1.208 | 0.16605 | 0.16572 | 0.20059
|  |  | 10 | Riverside | 0.925 | 1.065 | 0.19969 | 0.18471 | 0.21267
|  |  | 11 | Redding | 0.997 | 1.018 | 0.01062 | 0.010589 | 0.010812
|  |  | 12 | Sacramento | 1.012 | 1.133 | 0.038485 | 0.038947 | 0.043604
|  |  | 13 | Fresno | 0.918 | 1.015 | 0.05595 | 0.051362 | 0.056789
|  |  | 14 | Mojave | 0.904 | 0.964 | 0.048091 | 0.043474 | 0.04636
|  |  | 15 | Palm Springs | 0.962 | 1.024 | 0.025533 | 0.024563 | 0.026146
|  |  | 16 | Susanville | 1.001 | 1.018 | 0.0046397 | 0.0046444 | 0.0047232
|  |  |  | Average | 0.97012 | 1.1226 | 1 | 0.9557 | 1.1121
1 - Table 26, 27, 3370 (Electrical, Communications, & Utilities) RSMeans MasterFormat City Cost Indexes, Year 2013 National Average Base
2 - 2010-2012 Standard Program Tracking Data (all in-scope deemed nonresidential lighting claims)

## Inflation
Inflation
Time Period | Average Inflation | Time (Years) | 2017 Adjustment factor
2013-2017 | 0.019 | 4 | 1.0782 | <- Used for Itron MCS Inflation Adjustment
2016-2017 | 0.019 | 1 | 1.019 | <- Used for CA IOU workpapers
2015-2017 | 0.019 | 2 | 1.0384 | <- Used for CA IOU workpapers
2014-2017 | 0.019 | 3 | 1.0581 | <- Used for CA IOU workpapers
2012-2016 | 0.0192 | 4 | 1.079 | <- Used for RTF
2006-2016 | 0.0192 | 10 | 1.2095 | <- Used for RTF
Return To TRM_MCS_Measures

## MidA_LED_Ext_Luminaire_IMC
Exterior LED Flood and Spot Luminaires
Lower Lumen Range | Upper Lumen Range | Incremental Cost
500 | 1000 | 150
1000 | 4000 | 245
4000 | 15000 | 315
Return To Mid-A TRM_MCS_Measures

## MidA_TRM_Res_SB_LED_IMC
Lamp Type | LED Wattage | Lamp Costs
|  | Efficient | Baseline | Incremental Cost
|  | LED | Incandescent or EISA compliant | Incandescent or EISA complaint
Omnidirectional | <15W | 6.11 | 1.5 | 4.61
| >=15W | 6.81 | 1.5 | 5.31
Decorative | <15W | 8 | 1 | 7
| 15<= to <25W | 25 | 1 | 24
| >=25W | 25 | 1 | 24
Directional | < 20W | 17.63 | 5 | 12.63
| >=20W | 70.78 | 5 | 65.78
Return To Mid-A TRM_MCS_Measures

## MidA_OD_Area_Road_LED_IMC
Measure Category | Installed Cost | Incremental Cost
LED Outdoor Pole/Arm Area and Roadway Luminaires
Fixture replacing up to 175W HID | 460 | 195
Fixture replacing 176-250W HID | 620 | 310
Fixture replacing 251+ HID | 850 | 520
LED Wall-Mounted Area Luminaires
All Fixtures | 250 | 120
Return To Mid-A TRM_MCS_Measures

## RTF_Res_Screw_In_Lamps
Sector | Category | Subcategory | ProCost Full Measure Name | Technology, Measure or Practice | Unit Type | Building Type | Lamp Type | Lumen Bin | Delivery Mechanism or Program | Incremental Capital Cost ($/unit)( $2006) | Incremental Capital Cost ($/unit)( $2017) | Measure Incremental Costs and Benefits
Residential | Lighting | Screw-in Lamps | Retail_CFL_Decorative and Mini-Base_250 to 1049 lumens | CFL | Light bulb | Primarily residential | Decorative and Mini-Base | 250 to 1049 lumens | Retail | 1.1043 | 1.3356 | Measure Identifiers | Cost or Benefit | Analysis Approach | Baseline | Data Sources | Source Type | Year of the Dollars | Uncertainty Estimate
Residential | Lighting | Screw-in Lamps | Retail_CFL_Decorative and Mini-Base_1050 to 1489 lumens | CFL | Light bulb | Primarily residential | Decorative and Mini-Base | 1050 to 1489 lumens | Retail | 0 | 0 | All | Capital Cost | Market data on retail lamps. Bulk CFL lamp cost (for non-retail delivery mechanisms) is scaled down from retail lamp to reflect historic program costs. LED costs from 2014 are forecasted to 2016 based on near-term cost trends observed by PNNL in 2013. | Direct Install: Pre-conditions All other delivery mechanisms: Current Practice | NEEA/BPA 2014 Shelf/Sales analysis | In-Store Retail | 2006$ | low
Residential | Lighting | Screw-in Lamps | Retail_CFL_Decorative and Mini-Base_1490 to 2600 lumens | CFL | Light bulb | Primarily residential | Decorative and Mini-Base | 1490 to 2600 lumens | Retail | 0 | 0
Residential | Lighting | Screw-in Lamps | Retail_CFL_General Purpose, Dimmable, and Three-Way_250 to 1049 lumens | CFL | Light bulb | Primarily residential | General Purpose, Dimmable, and Three-Way | 250 to 1049 lumens | Retail | 0.62465 | 0.7555
Residential | Lighting | Screw-in Lamps | Retail_CFL_General Purpose, Dimmable, and Three-Way_1050 to 1489 lumens | CFL | Light bulb | Primarily residential | General Purpose, Dimmable, and Three-Way | 1050 to 1489 lumens | Retail | 0.80253 | 0.97063
Residential | Lighting | Screw-in Lamps | Retail_CFL_General Purpose, Dimmable, and Three-Way_1490 to 2600 lumens | CFL | Light bulb | Primarily residential | General Purpose, Dimmable, and Three-Way | 1490 to 2600 lumens | Retail | 0.4408 | 0.53314
Residential | Lighting | Screw-in Lamps | Retail_CFL_Globe_250 to 1049 lumens | CFL | Light bulb | Primarily residential | Globe | 250 to 1049 lumens | Retail | 2.4863 | 3.0071
Residential | Lighting | Screw-in Lamps | Retail_CFL_Globe_1050 to 1489 lumens | CFL | Light bulb | Primarily residential | Globe | 1050 to 1489 lumens | Retail | 0 | 0
Residential | Lighting | Screw-in Lamps | Retail_CFL_Globe_1490 to 2600 lumens | CFL | Light bulb | Primarily residential | Globe | 1490 to 2600 lumens | Retail | 0.95427 | 1.1542
Residential | Lighting | Screw-in Lamps | Retail_CFL_Reflectors and Outdoor_250 to 1049 lumens | CFL | Light bulb | Primarily residential | Reflectors and Outdoor | 250 to 1049 lumens | Retail | 0.64335 | 0.77812
Residential | Lighting | Screw-in Lamps | Retail_CFL_Reflectors and Outdoor_1050 to 1489 lumens | CFL | Light bulb | Primarily residential | Reflectors and Outdoor | 1050 to 1489 lumens | Retail | 0.92472 | 1.1184
Residential | Lighting | Screw-in Lamps | Retail_CFL_Reflectors and Outdoor_1490 to 2600 lumens | CFL | Light bulb | Primarily residential | Reflectors and Outdoor | 1490 to 2600 lumens | Retail | 0 | 0
Residential | Lighting | Screw-in Lamps | Mail by request_CFL_Decorative and Mini-Base_250 to 1049 lumens | CFL | Light bulb | Residential | Decorative and Mini-Base | 250 to 1049 lumens | Mail by request | 1.9056 | 2.3048
Residential | Lighting | Screw-in Lamps | Mail by request_CFL_Decorative and Mini-Base_1050 to 1489 lumens | CFL | Light bulb | Residential | Decorative and Mini-Base | 1050 to 1489 lumens | Mail by request | 0 | 0
Residential | Lighting | Screw-in Lamps | Mail by request_CFL_Decorative and Mini-Base_1490 to 2600 lumens | CFL | Light bulb | Residential | Decorative and Mini-Base | 1490 to 2600 lumens | Mail by request | 0 | 0
Residential | Lighting | Screw-in Lamps | Mail by request_CFL_General Purpose, Dimmable, and Three-Way_250 to 1049 lumens | CFL | Light bulb | Residential | General Purpose, Dimmable, and Three-Way | 250 to 1049 lumens | Mail by request | 1.3863 | 1.6767
Residential | Lighting | Screw-in Lamps | Mail by request_CFL_General Purpose, Dimmable, and Three-Way_1050 to 1489 lumens | CFL | Light bulb | Residential | General Purpose, Dimmable, and Three-Way | 1050 to 1489 lumens | Mail by request | 1.3327 | 1.6118
Residential | Lighting | Screw-in Lamps | Mail by request_CFL_General Purpose, Dimmable, and Three-Way_1490 to 2600 lumens | CFL | Light bulb | Residential | General Purpose, Dimmable, and Three-Way | 1490 to 2600 lumens | Mail by request | 0.53185 | 0.64326
Residential | Lighting | Screw-in Lamps | Mail by request_CFL_Globe_250 to 1049 lumens | CFL | Light bulb | Residential | Globe | 250 to 1049 lumens | Mail by request | 2.2487 | 2.7198
Residential | Lighting | Screw-in Lamps | Mail by request_CFL_Globe_1050 to 1489 lumens | CFL | Light bulb | Residential | Globe | 1050 to 1489 lumens | Mail by request | 0 | 0
Residential | Lighting | Screw-in Lamps | Mail by request_CFL_Globe_1490 to 2600 lumens | CFL | Light bulb | Residential | Globe | 1490 to 2600 lumens | Mail by request | 0.64468 | 0.77972
Residential | Lighting | Screw-in Lamps | Mail by request_CFL_Reflectors and Outdoor_250 to 1049 lumens | CFL | Light bulb | Residential | Reflectors and Outdoor | 250 to 1049 lumens | Mail by request | 0.084601 | 0.10232
Residential | Lighting | Screw-in Lamps | Mail by request_CFL_Reflectors and Outdoor_1050 to 1489 lumens | CFL | Light bulb | Residential | Reflectors and Outdoor | 1050 to 1489 lumens | Mail by request | 0 | 0
Residential | Lighting | Screw-in Lamps | Mail by request_CFL_Reflectors and Outdoor_1490 to 2600 lumens | CFL | Light bulb | Residential | Reflectors and Outdoor | 1490 to 2600 lumens | Mail by request | 0.13737 | 0.16615
Residential | Lighting | Screw-in Lamps | Unsolicited mail_CFL_Decorative and Mini-Base_250 to 1049 lumens | CFL | Light bulb | Residential | Decorative and Mini-Base | 250 to 1049 lumens | Unsolicited mail | 1.9056 | 2.3048
Residential | Lighting | Screw-in Lamps | Unsolicited mail_CFL_Decorative and Mini-Base_1050 to 1489 lumens | CFL | Light bulb | Residential | Decorative and Mini-Base | 1050 to 1489 lumens | Unsolicited mail | 0 | 0
Residential | Lighting | Screw-in Lamps | Unsolicited mail_CFL_Decorative and Mini-Base_1490 to 2600 lumens | CFL | Light bulb | Residential | Decorative and Mini-Base | 1490 to 2600 lumens | Unsolicited mail | 0 | 0
Residential | Lighting | Screw-in Lamps | Unsolicited mail_CFL_General Purpose, Dimmable, and Three-Way_250 to 1049 lumens | CFL | Light bulb | Residential | General Purpose, Dimmable, and Three-Way | 250 to 1049 lumens | Unsolicited mail | 1.3863 | 1.6767
Residential | Lighting | Screw-in Lamps | Unsolicited mail_CFL_General Purpose, Dimmable, and Three-Way_1050 to 1489 lumens | CFL | Light bulb | Residential | General Purpose, Dimmable, and Three-Way | 1050 to 1489 lumens | Unsolicited mail | 1.3327 | 1.6118
Residential | Lighting | Screw-in Lamps | Unsolicited mail_CFL_General Purpose, Dimmable, and Three-Way_1490 to 2600 lumens | CFL | Light bulb | Residential | General Purpose, Dimmable, and Three-Way | 1490 to 2600 lumens | Unsolicited mail | 0.53185 | 0.64326
Residential | Lighting | Screw-in Lamps | Unsolicited mail_CFL_Globe_250 to 1049 lumens | CFL | Light bulb | Residential | Globe | 250 to 1049 lumens | Unsolicited mail | 2.2487 | 2.7198
Residential | Lighting | Screw-in Lamps | Unsolicited mail_CFL_Globe_1050 to 1489 lumens | CFL | Light bulb | Residential | Globe | 1050 to 1489 lumens | Unsolicited mail | 0 | 0
Residential | Lighting | Screw-in Lamps | Unsolicited mail_CFL_Globe_1490 to 2600 lumens | CFL | Light bulb | Residential | Globe | 1490 to 2600 lumens | Unsolicited mail | 0.64468 | 0.77972
Residential | Lighting | Screw-in Lamps | Unsolicited mail_CFL_Reflectors and Outdoor_250 to 1049 lumens | CFL | Light bulb | Residential | Reflectors and Outdoor | 250 to 1049 lumens | Unsolicited mail | 0.084601 | 0.10232
Residential | Lighting | Screw-in Lamps | Unsolicited mail_CFL_Reflectors and Outdoor_1050 to 1489 lumens | CFL | Light bulb | Residential | Reflectors and Outdoor | 1050 to 1489 lumens | Unsolicited mail | 0 | 0
Residential | Lighting | Screw-in Lamps | Unsolicited mail_CFL_Reflectors and Outdoor_1490 to 2600 lumens | CFL | Light bulb | Residential | Reflectors and Outdoor | 1490 to 2600 lumens | Unsolicited mail | 0.13737 | 0.16615
Residential | Lighting | Screw-in Lamps | Give away_CFL_Decorative and Mini-Base_250 to 1049 lumens | CFL | Light bulb | Residential | Decorative and Mini-Base | 250 to 1049 lumens | Give away | 0.12022 | 0.1454
Residential | Lighting | Screw-in Lamps | Give away_CFL_Decorative and Mini-Base_1050 to 1489 lumens | CFL | Light bulb | Residential | Decorative and Mini-Base | 1050 to 1489 lumens | Give away | 0 | 0
Residential | Lighting | Screw-in Lamps | Give away_CFL_Decorative and Mini-Base_1490 to 2600 lumens | CFL | Light bulb | Residential | Decorative and Mini-Base | 1490 to 2600 lumens | Give away | 0 | 0
Residential | Lighting | Screw-in Lamps | Give away_CFL_General Purpose, Dimmable, and Three-Way_250 to 1049 lumens | CFL | Light bulb | Residential | General Purpose, Dimmable, and Three-Way | 250 to 1049 lumens | Give away | 0.017369 | 0.021007
Residential | Lighting | Screw-in Lamps | Give away_CFL_General Purpose, Dimmable, and Three-Way_1050 to 1489 lumens | CFL | Light bulb | Residential | General Purpose, Dimmable, and Three-Way | 1050 to 1489 lumens | Give away | 0.17216 | 0.20822
Residential | Lighting | Screw-in Lamps | Give away_CFL_General Purpose, Dimmable, and Three-Way_1490 to 2600 lumens | CFL | Light bulb | Residential | General Purpose, Dimmable, and Three-Way | 1490 to 2600 lumens | Give away | 0 | 0
Residential | Lighting | Screw-in Lamps | Give away_CFL_Globe_250 to 1049 lumens | CFL | Light bulb | Residential | Globe | 250 to 1049 lumens | Give away | 0.56422 | 0.68241
Residential | Lighting | Screw-in Lamps | Give away_CFL_Globe_1050 to 1489 lumens | CFL | Light bulb | Residential | Globe | 1050 to 1489 lumens | Give away | 0 | 0
Residential | Lighting | Screw-in Lamps | Give away_CFL_Globe_1490 to 2600 lumens | CFL | Light bulb | Residential | Globe | 1490 to 2600 lumens | Give away | 0 | 0
Residential | Lighting | Screw-in Lamps | Give away_CFL_Reflectors and Outdoor_250 to 1049 lumens | CFL | Light bulb | Residential | Reflectors and Outdoor | 250 to 1049 lumens | Give away | 0.020942 | 0.025329
Residential | Lighting | Screw-in Lamps | Give away_CFL_Reflectors and Outdoor_1050 to 1489 lumens | CFL | Light bulb | Residential | Reflectors and Outdoor | 1050 to 1489 lumens | Give away | 0 | 0
Residential | Lighting | Screw-in Lamps | Give away_CFL_Reflectors and Outdoor_1490 to 2600 lumens | CFL | Light bulb | Residential | Reflectors and Outdoor | 1490 to 2600 lumens | Give away | 0 | 0
Residential | Lighting | Screw-in Lamps | Direct install - Exterior_CFL_Decorative and Mini-Base_250 to 1049 lumens | CFL | Light bulb | Residential - Exterior | Decorative and Mini-Base | 250 to 1049 lumens | Direct install | 3.4686 | 4.1952
Residential | Lighting | Screw-in Lamps | Direct install - Exterior_CFL_Decorative and Mini-Base_1050 to 1489 lumens | CFL | Light bulb | Residential - Exterior | Decorative and Mini-Base | 1050 to 1489 lumens | Direct install | 4.1397 | 5.0069
Residential | Lighting | Screw-in Lamps | Direct install - Exterior_CFL_Decorative and Mini-Base_1490 to 2600 lumens | CFL | Light bulb | Residential - Exterior | Decorative and Mini-Base | 1490 to 2600 lumens | Direct install | 4.2902 | 5.1889
Residential | Lighting | Screw-in Lamps | Direct install - Exterior_CFL_General Purpose, Dimmable, and Three-Way_250 to 1049 lumens | CFL | Light bulb | Residential - Exterior | General Purpose, Dimmable, and Three-Way | 250 to 1049 lumens | Direct install | 3.5055 | 4.2398
Residential | Lighting | Screw-in Lamps | Direct install - Exterior_CFL_General Purpose, Dimmable, and Three-Way_1050 to 1489 lumens | CFL | Light bulb | Residential - Exterior | General Purpose, Dimmable, and Three-Way | 1050 to 1489 lumens | Direct install | 3.7205 | 4.4998
Residential | Lighting | Screw-in Lamps | Direct install - Exterior_CFL_General Purpose, Dimmable, and Three-Way_1490 to 2600 lumens | CFL | Light bulb | Residential - Exterior | General Purpose, Dimmable, and Three-Way | 1490 to 2600 lumens | Direct install | 4.0364 | 4.8818
Residential | Lighting | Screw-in Lamps | Direct install - Exterior_CFL_Globe_250 to 1049 lumens | CFL | Light bulb | Residential - Exterior | Globe | 250 to 1049 lumens | Direct install | 4.4395 | 5.3695
Residential | Lighting | Screw-in Lamps | Direct install - Exterior_CFL_Globe_1050 to 1489 lumens | CFL | Light bulb | Residential - Exterior | Globe | 1050 to 1489 lumens | Direct install | 4.7781 | 5.7789
Residential | Lighting | Screw-in Lamps | Direct install - Exterior_CFL_Globe_1490 to 2600 lumens | CFL | Light bulb | Residential - Exterior | Globe | 1490 to 2600 lumens | Direct install | 4.5003 | 5.4429
Residential | Lighting | Screw-in Lamps | Direct install - Exterior_CFL_Reflectors and Outdoor_250 to 1049 lumens | CFL | Light bulb | Residential - Exterior | Reflectors and Outdoor | 250 to 1049 lumens | Direct install | 4.8786 | 5.9005
Residential | Lighting | Screw-in Lamps | Direct install - Exterior_CFL_Reflectors and Outdoor_1050 to 1489 lumens | CFL | Light bulb | Residential - Exterior | Reflectors and Outdoor | 1050 to 1489 lumens | Direct install | 5.8679 | 7.097
Residential | Lighting | Screw-in Lamps | Direct install - Exterior_CFL_Reflectors and Outdoor_1490 to 2600 lumens | CFL | Light bulb | Residential - Exterior | Reflectors and Outdoor | 1490 to 2600 lumens | Direct install | 3.353 | 4.0553
Residential | Lighting | Screw-in Lamps | Direct install - High Use_CFL_Decorative and Mini-Base_250 to 1049 lumens | CFL | Light bulb | Residential - Family room, Living room, Kitchen | Decorative and Mini-Base | 250 to 1049 lumens | Direct install | 3.4686 | 4.1952
Residential | Lighting | Screw-in Lamps | Direct install - High Use_CFL_Decorative and Mini-Base_1050 to 1489 lumens | CFL | Light bulb | Residential - Family room, Living room, Kitchen | Decorative and Mini-Base | 1050 to 1489 lumens | Direct install | 4.1397 | 5.0069
Residential | Lighting | Screw-in Lamps | Direct install - High Use_CFL_Decorative and Mini-Base_1490 to 2600 lumens | CFL | Light bulb | Residential - Family room, Living room, Kitchen | Decorative and Mini-Base | 1490 to 2600 lumens | Direct install | 4.2902 | 5.1889
Residential | Lighting | Screw-in Lamps | Direct install - High Use_CFL_General Purpose, Dimmable, and Three-Way_250 to 1049 lumens | CFL | Light bulb | Residential - Family room, Living room, Kitchen | General Purpose, Dimmable, and Three-Way | 250 to 1049 lumens | Direct install | 3.5055 | 4.2398
Residential | Lighting | Screw-in Lamps | Direct install - High Use_CFL_General Purpose, Dimmable, and Three-Way_1050 to 1489 lumens | CFL | Light bulb | Residential - Family room, Living room, Kitchen | General Purpose, Dimmable, and Three-Way | 1050 to 1489 lumens | Direct install | 3.7205 | 4.4998
Residential | Lighting | Screw-in Lamps | Direct install - High Use_CFL_General Purpose, Dimmable, and Three-Way_1490 to 2600 lumens | CFL | Light bulb | Residential - Family room, Living room, Kitchen | General Purpose, Dimmable, and Three-Way | 1490 to 2600 lumens | Direct install | 4.0364 | 4.8818
Residential | Lighting | Screw-in Lamps | Direct install - High Use_CFL_Globe_250 to 1049 lumens | CFL | Light bulb | Residential - Family room, Living room, Kitchen | Globe | 250 to 1049 lumens | Direct install | 4.4395 | 5.3695
Residential | Lighting | Screw-in Lamps | Direct install - High Use_CFL_Globe_1050 to 1489 lumens | CFL | Light bulb | Residential - Family room, Living room, Kitchen | Globe | 1050 to 1489 lumens | Direct install | 4.7781 | 5.7789
Residential | Lighting | Screw-in Lamps | Direct install - High Use_CFL_Globe_1490 to 2600 lumens | CFL | Light bulb | Residential - Family room, Living room, Kitchen | Globe | 1490 to 2600 lumens | Direct install | 4.5003 | 5.4429
Residential | Lighting | Screw-in Lamps | Direct install - High Use_CFL_Reflectors and Outdoor_250 to 1049 lumens | CFL | Light bulb | Residential - Family room, Living room, Kitchen | Reflectors and Outdoor | 250 to 1049 lumens | Direct install | 4.8786 | 5.9005
Residential | Lighting | Screw-in Lamps | Direct install - High Use_CFL_Reflectors and Outdoor_1050 to 1489 lumens | CFL | Light bulb | Residential - Family room, Living room, Kitchen | Reflectors and Outdoor | 1050 to 1489 lumens | Direct install | 5.8679 | 7.097
Residential | Lighting | Screw-in Lamps | Direct install - High Use_CFL_Reflectors and Outdoor_1490 to 2600 lumens | CFL | Light bulb | Residential - Family room, Living room, Kitchen | Reflectors and Outdoor | 1490 to 2600 lumens | Direct install | 3.353 | 4.0553
Residential | Lighting | Screw-in Lamps | Direct install - Moderate Use_CFL_Decorative and Mini-Base_250 to 1049 lumens | CFL | Light bulb | Residential - All except exterior, family room, living room, kitchen, and closet | Decorative and Mini-Base | 250 to 1049 lumens | Direct install | 3.4686 | 4.1952
Residential | Lighting | Screw-in Lamps | Direct install - Moderate Use_CFL_Decorative and Mini-Base_1050 to 1489 lumens | CFL | Light bulb | Residential - All except exterior, family room, living room, kitchen, and closet | Decorative and Mini-Base | 1050 to 1489 lumens | Direct install | 4.1397 | 5.0069
Residential | Lighting | Screw-in Lamps | Direct install - Moderate Use_CFL_Decorative and Mini-Base_1490 to 2600 lumens | CFL | Light bulb | Residential - All except exterior, family room, living room, kitchen, and closet | Decorative and Mini-Base | 1490 to 2600 lumens | Direct install | 4.2902 | 5.1889
Residential | Lighting | Screw-in Lamps | Direct install - Moderate Use_CFL_General Purpose, Dimmable, and Three-Way_250 to 1049 lumens | CFL | Light bulb | Residential - All except exterior, family room, living room, kitchen, and closet | General Purpose, Dimmable, and Three-Way | 250 to 1049 lumens | Direct install | 3.5055 | 4.2398
Residential | Lighting | Screw-in Lamps | Direct install - Moderate Use_CFL_General Purpose, Dimmable, and Three-Way_1050 to 1489 lumens | CFL | Light bulb | Residential - All except exterior, family room, living room, kitchen, and closet | General Purpose, Dimmable, and Three-Way | 1050 to 1489 lumens | Direct install | 3.7205 | 4.4998
Residential | Lighting | Screw-in Lamps | Direct install - Moderate Use_CFL_General Purpose, Dimmable, and Three-Way_1490 to 2600 lumens | CFL | Light bulb | Residential - All except exterior, family room, living room, kitchen, and closet | General Purpose, Dimmable, and Three-Way | 1490 to 2600 lumens | Direct install | 4.0364 | 4.8818
Residential | Lighting | Screw-in Lamps | Direct install - Moderate Use_CFL_Globe_250 to 1049 lumens | CFL | Light bulb | Residential - All except exterior, family room, living room, kitchen, and closet | Globe | 250 to 1049 lumens | Direct install | 4.4395 | 5.3695
Residential | Lighting | Screw-in Lamps | Direct install - Moderate Use_CFL_Globe_1050 to 1489 lumens | CFL | Light bulb | Residential - All except exterior, family room, living room, kitchen, and closet | Globe | 1050 to 1489 lumens | Direct install | 4.7781 | 5.7789
Residential | Lighting | Screw-in Lamps | Direct install - Moderate Use_CFL_Globe_1490 to 2600 lumens | CFL | Light bulb | Residential - All except exterior, family room, living room, kitchen, and closet | Globe | 1490 to 2600 lumens | Direct install | 4.5003 | 5.4429
Residential | Lighting | Screw-in Lamps | Direct install - Moderate Use_CFL_Reflectors and Outdoor_250 to 1049 lumens | CFL | Light bulb | Residential - All except exterior, family room, living room, kitchen, and closet | Reflectors and Outdoor | 250 to 1049 lumens | Direct install | 4.8786 | 5.9005
Residential | Lighting | Screw-in Lamps | Direct install - Moderate Use_CFL_Reflectors and Outdoor_1050 to 1489 lumens | CFL | Light bulb | Residential - All except exterior, family room, living room, kitchen, and closet | Reflectors and Outdoor | 1050 to 1489 lumens | Direct install | 5.8679 | 7.097
Residential | Lighting | Screw-in Lamps | Direct install - Moderate Use_CFL_Reflectors and Outdoor_1490 to 2600 lumens | CFL | Light bulb | Residential - All except exterior, family room, living room, kitchen, and closet | Reflectors and Outdoor | 1490 to 2600 lumens | Direct install | 3.353 | 4.0553
Return To TRM_MCS_Measures
Note on D1: Tom Eckman: Name used for measure in ProCost model. Name may be different (usually parsed) in PTR system data base.
Note on E1: Tom Eckman: Measure name used in online data base
Note on F1: Tom Eckman: Tracking unit (e.g. per sq. ft., per appliance, per home, per heat pump)
Note on G1: Tom Eckman: Description of building type in which measure is applicable
Note on H1: Tom Eckman: First attribute of measure used as filter in online data base
Note on I1: Tom Eckman: Second attribute of measure used as filter in online data base
Note on J1: Tom Eckman: Description of mechanism by which measure is delivered. Specifies conditions under which measure savings can be claimed "deemed," including program technical specification.
Note on K1: Tom Eckman: Difference in first cost between baseline efficiency and energy efficient measure, regardless of who pays those cost. Does not include marketing or administrative cost.
Note on O2: Costs may vary across applications of the measure defined by the measure identifiers (shown above), e.g., housing type. If so, use this column to list the identifiers associated with each Analysis Approach. At least one CostDataAnalysis sheet must be included that shows the derivation of each unique cost (capital and O&M) value, consistent with the analysis approach(es).
Note on V2: Analyst's best judgment about the level of uncertainty for each cost/benefit by measure identifier. Can be expressed as +/- % or as high, medium, low.
Note on P3: Added to the ProCost input "Capital Cost"

## NavigantLEDRefrigCase_IMC
2013 (Combined) Results - Incremental |  |  |  | Base Cost Factor Definition from Navigant Report
Base Cost Factor | Efficient Measure Incremental Cost |  |  | Base Cost Factor is a cost factor applied to the identified markets to normalize costs collected in each market, and to then determine the costs in each market following analysis of each measure data set.
| Cost per Unit ($/LED) | Cost per Foot ($/ft.) | Cost per Door ($/door)
Vertical - Center | 150 | 30 | 200
Vertical - End | 113 | 22 | 150 | Source | See Commercial LED Regeneration Case Lighting http://www.neep.org/incremental-cost-study-phase-3
Horizontal | 111 | 23 | N/A
Overall | 128 | 26 | 177
2013 (Combined) Results - Material
Base Cost Factor | Efficient Measure Full Material Cost
| Cost per Unit ($/LED) | Cost per Foot ($/ft.) | Cost per Door ($/door)
Vertical - Center | 158 | 31 | 210
Vertical - End | 121 | 24 | 161
Horizontal | 118 | 24 | N/A
Overall | 136 | 27 | 187
2013 (Combined) Results - Labor
Base Cost Factor | Efficient Measure Labor Cost
| Cost per Unit ($/LED) | Cost per Foot ($/ft.) | Cost per Door ($/door)
Vertical - Center | 22 | 5 | 30
Vertical - End | 22 | 5 | 30
Horizontal | 22 | 5 | N/A
Overall | 22 | 5 | 30

## NavigantCommLtgCont_IMC
NEEP/Navigant Occupancy Sensor
Incremental Cost
Passive Infrared Occupancy Sensor (Ceiling) | 274
Passive Infrared Occupancy Sensor (Wall) | 125
Passive Infrared & Ultrasonic Occupancy Sensor (Ceiling) | 281
Passive Infrared & Ultrasonic Occupancy Sensor (Wall) | 199
source | www.neep.org/file/1080/download?token=1ZtjiFKq
Return To TRM_MCS_Measures
Note on B4: Loper, Joe: Ethan -- Navigant numbers from report is below. Why are these numbers different?
Note on B5: Barquest, Ethan: Joe - Navigant seems to have reported two different sets of numbers